## OF Values
Agent | 2020, Summer, [m.u.] | Total, [NPV Mm.u.]
ESSO | -2.3463e-05 | -8.5641e-08
TSO | 0 | 0
Number of days | 1
Number of market scenarios | 1
Number of operation scenarios (Shared ESS) | 1

## Capacity Investment
Node | Quantity | 2020
2 | S, [MVA] | -7.4486e-11
2 | E, [MVAh] | -7.4486e-11
2 | Cost S, [m.u.] | -5.1396e-06
2 | Cost E, [m.u.] | -2.0558e-05
2 | Cost Total, [m.u.] | -2.5698e-05

## Capacity Available
Node | Quantity | 2020
2 | S, [MVA] | -7.4486e-11
2 | E, [MVAh] | -7.4486e-11
2 | Degradation factor | 99.74%

## ESS, Secondary Reserve
Year | Day | Type | 0 | 1 | 2 | 3 | 4 | 5 | 6 | 7 | 8 | 9 | 10 | 11 | 12 | 13 | 14 | 15 | 16 | 17 | 18 | 19 | 20 | 21 | 22 | 23
2020 | Summer | Upward, [MW] | 0 | 0 | 0 | 0 | 0 | 0 | 0 | 0 | 0 | 0 | 0 | 0 | 0 | 0 | 0 | 0 | 0 | 0 | 0 | 0 | 0 | 0 | 0 | 0
2020 | Summer | Downward, [MW] | 0 | 0 | 0 | 0 | 0 | 0 | 0 | 0 | 0 | 0 | 0 | 0 | 0 | 0 | 0 | 0 | 0 | 0 | 0 | 0 | 0 | 0 | 0 | 0

## Convergence Characteristic
Iteration | Lower Bound, [NPV Mm.u.] | Upper Bound, [NPV Mm.u.]
0 | -1000 | 1000
1 | -2.0773e-07 | -8.5641e-08

## Shared ESS
Node ID | Operator | Year | Day | Quantity | Market Scenario | Operation Scenario | 0 | 1 | 2 | 3 | 4 | 5 | 6 | 7 | 8 | 9 | 10 | 11 | 12 | 13 | 14 | 15 | 16 | 17 | 18 | 19 | 20 | 21 | 22 | 23
2 | ESSO | 2020 | Summer | P, [MW] | 0 | 0 | N/A | N/A | N/A | N/A | N/A | N/A | N/A | N/A | N/A | N/A | N/A | N/A | N/A | N/A | N/A | N/A | N/A | N/A | N/A | N/A | N/A | N/A | N/A | N/A
2 | ESSO | 2020 | Summer | SoC, [MVAh] | 0 | 0 | N/A | N/A | N/A | N/A | N/A | N/A | N/A | N/A | N/A | N/A | N/A | N/A | N/A | N/A | N/A | N/A | N/A | N/A | N/A | N/A | N/A | N/A | N/A | N/A
2 | ESSO | 2020 | Summer | SoC, [%] | 0 | 0 | N/A | N/A | N/A | N/A | N/A | N/A | N/A | N/A | N/A | N/A | N/A | N/A | N/A | N/A | N/A | N/A | N/A | N/A | N/A | N/A | N/A | N/A | N/A | N/A
2 | ESSO | 2020 | Summer | Pup, [MW] | 0 | 0 | N/A | N/A | N/A | N/A | N/A | N/A | N/A | N/A | N/A | N/A | N/A | N/A | N/A | N/A | N/A | N/A | N/A | N/A | N/A | N/A | N/A | N/A | N/A | N/A
2 | ESSO | 2020 | Summer | Pdown, [MW] | 0 | 0 | N/A | N/A | N/A | N/A | N/A | N/A | N/A | N/A | N/A | N/A | N/A | N/A | N/A | N/A | N/A | N/A | N/A | N/A | N/A | N/A | N/A | N/A | N/A | N/A
2 | ESSO | 2020 | Summer | P, [MW] | Expected | - | N/A | N/A | N/A | N/A | N/A | N/A | N/A | N/A | N/A | N/A | N/A | N/A | N/A | N/A | N/A | N/A | N/A | N/A | N/A | N/A | N/A | N/A | N/A | N/A
2 | ESSO | 2020 | Summer | SoC, [MVAh] | Expected | - | N/A | N/A | N/A | N/A | N/A | N/A | N/A | N/A | N/A | N/A | N/A | N/A | N/A | N/A | N/A | N/A | N/A | N/A | N/A | N/A | N/A | N/A | N/A | N/A
2 | ESSO | 2020 | Summer | SoC, [%] | Expected | - | N/A | N/A | N/A | N/A | N/A | N/A | N/A | N/A | N/A | N/A | N/A | N/A | N/A | N/A | N/A | N/A | N/A | N/A | N/A | N/A | N/A | N/A | N/A | N/A
2 | ESSO | 2020 | Summer | Pup, [MW] | Expected | - | N/A | N/A | N/A | N/A | N/A | N/A | N/A | N/A | N/A | N/A | N/A | N/A | N/A | N/A | N/A | N/A | N/A | N/A | N/A | N/A | N/A | N/A | N/A | N/A
2 | ESSO | 2020 | Summer | Pdown, [MW] | Expected | - | N/A | N/A | N/A | N/A | N/A | N/A | N/A | N/A | N/A | N/A | N/A | N/A | N/A | N/A | N/A | N/A | N/A | N/A | N/A | N/A | N/A | N/A | N/A | N/A
2 | TSO | 2020 | Summer | P, [MW] | 0 | 0 | N/A | N/A | N/A | N/A | N/A | N/A | N/A | N/A | N/A | N/A | N/A | N/A | N/A | N/A | N/A | N/A | N/A | N/A | N/A | N/A | N/A | N/A | N/A | N/A
2 | TSO | 2020 | Summer | SoC, [MVAh] | 0 | 0 | N/A | N/A | N/A | N/A | N/A | N/A | N/A | N/A | N/A | N/A | N/A | N/A | N/A | N/A | N/A | N/A | N/A | N/A | N/A | N/A | N/A | N/A | N/A | N/A
2 | TSO | 2020 | Summer | SoC, [%] | 0 | 0 | N/A | N/A | N/A | N/A | N/A | N/A | N/A | N/A | N/A | N/A | N/A | N/A | N/A | N/A | N/A | N/A | N/A | N/A | N/A | N/A | N/A | N/A | N/A | N/A
2 | TSO | 2020 | Summer | P, [MW] | Expected | - | N/A | N/A | N/A | N/A | N/A | N/A | N/A | N/A | N/A | N/A | N/A | N/A | N/A | N/A | N/A | N/A | N/A | N/A | N/A | N/A | N/A | N/A | N/A | N/A
2 | TSO | 2020 | Summer | SoC, [MVAh] | Expected | - | N/A | N/A | N/A | N/A | N/A | N/A | N/A | N/A | N/A | N/A | N/A | N/A | N/A | N/A | N/A | N/A | N/A | N/A | N/A | N/A | N/A | N/A | N/A | N/A
2 | TSO | 2020 | Summer | SoC, [%] | Expected | - | N/A | N/A | N/A | N/A | N/A | N/A | N/A | N/A | N/A | N/A | N/A | N/A | N/A | N/A | N/A | N/A | N/A | N/A | N/A | N/A | N/A | N/A | N/A | N/A
2 | DSO | 2020 | Summer | P, [MW] | 0 | 0 | N/A | N/A | N/A | N/A | N/A | N/A | N/A | N/A | N/A | N/A | N/A | N/A | N/A | N/A | N/A | N/A | N/A | N/A | N/A | N/A | N/A | N/A | N/A | N/A
2 | DSO | 2020 | Summer | SoC, [MVAh] | 0 | 0 | N/A | N/A | N/A | N/A | N/A | N/A | N/A | N/A | N/A | N/A | N/A | N/A | N/A | N/A | N/A | N/A | N/A | N/A | N/A | N/A | N/A | N/A | N/A | N/A
2 | DSO | 2020 | Summer | SoC, [%] | 0 | 0 | N/A | N/A | N/A | N/A | N/A | N/A | N/A | N/A | N/A | N/A | N/A | N/A | N/A | N/A | N/A | N/A | N/A | N/A | N/A | N/A | N/A | N/A | N/A | N/A
2 | DSO | 2020 | Summer | P, [MW] | Expected | - | N/A | N/A | N/A | N/A | N/A | N/A | N/A | N/A | N/A | N/A | N/A | N/A | N/A | N/A | N/A | N/A | N/A | N/A | N/A | N/A | N/A | N/A | N/A | N/A
2 | TSO | 2020 | Summer | SoC, [MVAh] | Expected | - | N/A | N/A | N/A | N/A | N/A | N/A | N/A | N/A | N/A | N/A | N/A | N/A | N/A | N/A | N/A | N/A | N/A | N/A | N/A | N/A | N/A | N/A | N/A | N/A
2 | TSO | 2020 | Summer | SoC, [%] | Expected | - | N/A | N/A | N/A | N/A | N/A | N/A | N/A | N/A | N/A | N/A | N/A | N/A | N/A | N/A | N/A | N/A | N/A | N/A | N/A | N/A | N/A | N/A | N/A | N/A

## Interface PF
Node ID | Operator | Year | Day | Quantity | Market Scenario | Operation Scenario | 0 | 1 | 2 | 3 | 4 | 5 | 6 | 7 | 8 | 9 | 10 | 11 | 12 | 13 | 14 | 15 | 16 | 17 | 18 | 19 | 20 | 21 | 22 | 23
2 | TSO | 2020 | Summer | P, [MW] | 0 | 0 | 7.7545 | 7.3126 | 6.6642 | 6.8058 | 6.7487 | 6.8718 | 8.2487 | 9.5784 | 8.692 | 3.6894 | 0.2238 | -1.0812 | -0.32762 | -1.206 | 1.5662 | 3.5577 | 6.524 | 9.4179 | 9.3925 | 9.7543 | 10.4721 | 10.5048 | 9.5242 | 8.3131
2 | TSO | 2020 | Summer | Q, [MVAr] | 0 | 0 | 16.3199 | 17.1923 | 18.3955 | 17.7112 | 18.186 | 18.8578 | 16.9471 | 13.9749 | 13.6991 | 16.7046 | 19.3271 | 19.0418 | 18.6312 | 19.2272 | 18.8607 | 17.7638 | 15.8458 | 13.3443 | 13.4269 | 11.9396 | 10.6325 | 11.2087 | 13.4521 | 15.2621
2 | TSO | 2020 | Summer | P, [MW] | Expected | - | 7.7545 | 7.3126 | 6.6642 | 6.8058 | 6.7487 | 6.8718 | 8.2487 | 9.5784 | 8.692 | 3.6894 | 0.2238 | -1.0812 | -0.32762 | -1.206 | 1.5662 | 3.5577 | 6.524 | 9.4179 | 9.3925 | 9.7543 | 10.4721 | 10.5048 | 9.5242 | 8.3131
2 | TSO | 2020 | Summer | Q, [MVAr] | Expected | - | 16.3199 | 17.1923 | 18.3955 | 17.7112 | 18.186 | 18.8578 | 16.9471 | 13.9749 | 13.6991 | 16.7046 | 19.3271 | 19.0418 | 18.6312 | 19.2272 | 18.8607 | 17.7638 | 15.8458 | 13.3443 | 13.4269 | 11.9396 | 10.6325 | 11.2087 | 13.4521 | 15.2621
2 | DSO | 2020 | Summer | P, [MW] | 0 | 0 | 7.7545 | 7.3126 | 6.6642 | 6.8059 | 6.7487 | 6.8718 | 8.2487 | 9.5784 | 8.692 | 3.6894 | 0.2238 | -1.0812 | -0.32762 | -1.206 | 1.5662 | 3.5577 | 6.5241 | 9.4179 | 9.3925 | 9.7543 | 10.4722 | 10.5048 | 9.5242 | 8.3132
2 | DSO | 2020 | Summer | Q, [MVAr] | 0 | 0 | 16.3199 | 17.1923 | 18.3955 | 17.7112 | 18.186 | 18.8577 | 16.9471 | 13.9749 | 13.6991 | 16.7046 | 19.3271 | 19.0418 | 18.6311 | 19.2272 | 18.8607 | 17.7638 | 15.8458 | 13.3443 | 13.4269 | 11.9396 | 10.6325 | 11.2087 | 13.4521 | 15.2621
2 | DSO | 2020 | Summer | P, [MW] | Expected | - | 7.7545 | 7.3126 | 6.6642 | 6.8059 | 6.7487 | 6.8718 | 8.2487 | 9.5784 | 8.692 | 3.6894 | 0.2238 | -1.0812 | -0.32762 | -1.206 | 1.5662 | 3.5577 | 6.5241 | 9.4179 | 9.3925 | 9.7543 | 10.4722 | 10.5048 | 9.5242 | 8.3132
2 | DSO | 2020 | Summer | Q, [MVAr] | Expected | - | 16.3199 | 17.1923 | 18.3955 | 17.7112 | 18.186 | 18.8577 | 16.9471 | 13.9749 | 13.6991 | 16.7046 | 19.3271 | 19.0418 | 18.6311 | 19.2272 | 18.8607 | 17.7638 | 15.8458 | 13.3443 | 13.4269 | 11.9396 | 10.6325 | 11.2087 | 13.4521 | 15.2621

## Voltage
Operator | Connection Node ID | Network Node ID | Year | Day | Quantity | Market Scenario | Operation Scenario | 0 | 1 | 2 | 3 | 4 | 5 | 6 | 7 | 8 | 9 | 10 | 11 | 12 | 13 | 14 | 15 | 16 | 17 | 18 | 19 | 20 | 21 | 22 | 23
TSO | - | 1 | 2020 | Summer | Vmag, [p.u.] | 0 | 0 | 1.04 | 1.04 | 1.04 | 1.04 | 1.04 | 1.04 | 1.04 | 1.04 | 1.04 | 1.04 | 1.04 | 1.04 | 1.04 | 1.04 | 1.04 | 1.04 | 1.04 | 1.04 | 1.04 | 1.04 | 1.04 | 1.04 | 1.04 | 1.04
TSO | - | 1 | 2020 | Summer | Vang, [º] | 0 | 0 | 0 | 0 | 0 | 0 | 0 | 0 | 0 | 0 | 0 | 0 | 0 | 0 | 0 | 0 | 0 | 0 | 0 | 0 | 0 | 0 | 0 | 0 | 0 | 0
TSO | - | 2 | 2020 | Summer | Vmag, [p.u.] | 0 | 0 | 1.0467 | 1.054 | 1.0537 | 1.0509 | 1.0514 | 1.0549 | 1.0475 | 1.0357 | 1.025 | 1.0338 | 1.0288 | 1.0221 | 1.023 | 1.026 | 1.0385 | 1.0319 | 1.0349 | 1.0281 | 1.0289 | 1.0385 | 1.0373 | 1.0409 | 1.0435 | 1.0402
TSO | - | 2 | 2020 | Summer | Vang, [º] | 0 | 0 | -0.62891 | -0.57885 | -0.81849 | -0.84266 | -0.76901 | -0.91939 | -0.60916 | 1.061 | 0.99644 | 0.89043 | 1.0739 | 0.60374 | 0.5526 | 0.79543 | -0.43404 | -0.30503 | 0.74686 | 0.73684 | 0.29224 | 0.64834 | 0.63808 | -0.5178 | -0.31286 | -0.38192
TSO | - | 3 | 2020 | Summer | Vmag, [p.u.] | 0 | 0 | 1.0308 | 1.0369 | 1.0391 | 1.0374 | 1.0386 | 1.0399 | 1.0246 | 1.0244 | 1.0188 | 1.0274 | 1.0291 | 1.0162 | 1.0189 | 1.0246 | 1.0317 | 1.0197 | 1.0278 | 1.0259 | 1.0314 | 1.0318 | 1.0262 | 1.0316 | 1.0309 | 1.0287
TSO | - | 3 | 2020 | Summer | Vang, [º] | 0 | 0 | -2.636 | -2.3603 | -2.9466 | -3.0526 | -2.9236 | -3.1054 | -2.4164 | 1.6347 | 0.1617 | -0.15162 | 0.30428 | -0.94702 | -1.076 | -0.52833 | -2.3257 | -2.2194 | -0.65579 | -0.73842 | -1.522 | -0.88343 | -0.85937 | -2.4909 | -1.6902 | -1.9653
TSO | - | 4 | 2020 | Summer | Vmag, [p.u.] | 0 | 0 | 1.0271 | 1.0337 | 1.0363 | 1.0342 | 1.0351 | 1.036 | 1.0192 | 1.0193 | 1.0126 | 1.0211 | 1.0237 | 1.0108 | 1.0132 | 1.019 | 1.0252 | 1.0138 | 1.0221 | 1.0205 | 1.027 | 1.0274 | 1.0219 | 1.0271 | 1.0269 | 1.0249
TSO | - | 4 | 2020 | Summer | Vang, [º] | 0 | 0 | -2.9822 | -2.6782 | -3.2709 | -3.3801 | -3.2583 | -3.4646 | -2.8352 | 1.3975 | -0.11682 | -0.38835 | 0.10703 | -1.1602 | -1.2704 | -0.72219 | -2.5555 | -2.4678 | -0.92549 | -1.0033 | -1.7234 | -1.0946 | -1.0768 | -2.7621 | -1.9079 | -2.2118
TSO | - | 5 | 2020 | Summer | Vmag, [p.u.] | 0 | 0 | 1.0204 | 1.0273 | 1.0294 | 1.0271 | 1.0282 | 1.0291 | 1.0127 | 1.0174 | 1.0088 | 1.0172 | 1.0196 | 1.0088 | 1.011 | 1.0168 | 1.02 | 1.0086 | 1.0163 | 1.0149 | 1.0232 | 1.0248 | 1.0193 | 1.0232 | 1.022 | 1.0189
TSO | - | 5 | 2020 | Summer | Vang, [º] | 0 | 0 | -2.8642 | -2.5224 | -3.1844 | -3.3208 | -3.1697 | -3.3736 | -2.7003 | 1.7478 | 0.1732 | -0.11137 | 0.38169 | -0.84167 | -0.95731 | -0.40757 | -2.3282 | -2.2414 | -0.73742 | -0.8079 | -1.4554 | -0.77027 | -0.75049 | -2.5026 | -1.6696 | -2.0239
TSO | - | 6 | 2020 | Summer | Vmag, [p.u.] | 0 | 0 | 1.0179 | 1.0241 | 1.0261 | 1.0234 | 1.0241 | 1.0245 | 1.0099 | 1.0196 | 1.0107 | 1.0193 | 1.0216 | 1.0129 | 1.0146 | 1.0204 | 1.022 | 1.0096 | 1.0168 | 1.0155 | 1.0244 | 1.0267 | 1.0212 | 1.0255 | 1.0242 | 1.0189
TSO | - | 6 | 2020 | Summer | Vang, [º] | 0 | 0 | -2.6791 | -2.384 | -3.0656 | -3.2162 | -3.0912 | -3.268 | -2.4892 | 2.1848 | 0.65594 | 0.38086 | 0.87132 | -0.27267 | -0.40554 | 0.15933 | -1.8199 | -1.7663 | -0.29441 | -0.3721 | -0.99413 | -0.29104 | -0.23852 | -1.9581 | -1.1152 | -1.6195
TSO | - | 7 | 2020 | Summer | Vmag, [p.u.] | 0 | 0 | 0.99712 | 1.0043 | 1.0051 | 1.0034 | 1.0043 | 1.0061 | 0.99027 | 1.0059 | 0.99393 | 1.0005 | 1.0021 | 1.0004 | 1.0009 | 1.0037 | 1.0027 | 0.99129 | 0.99642 | 0.99529 | 1.0093 | 1.0136 | 1.0088 | 1.0099 | 1.0067 | 0.99908
TSO | - | 7 | 2020 | Summer | Vang, [º] | 0 | 0 | -3.046 | -2.5391 | -3.5989 | -3.5988 | -3.4756 | -3.6063 | -2.7734 | 2.0851 | 0.036654 | -0.72109 | -0.077145 | -0.81479 | -0.99108 | -1.2979 | -2.5446 | -2.4262 | -1.4495 | -1.5245 | -1.2546 | -0.36675 | -0.31512 | -2.3838 | -1.5634 | -1.9097
TSO | - | 8 | 2020 | Summer | Vmag, [p.u.] | 0 | 0 | 0.98596 | 0.99338 | 0.99233 | 0.98928 | 0.98996 | 0.99028 | 0.97822 | 1.0073 | 0.99221 | 0.9995 | 1.001 | 1.0061 | 1.0052 | 1.006 | 1.0018 | 0.98798 | 0.99119 | 0.99054 | 1.0104 | 1.0163 | 1.0111 | 1.0126 | 1.0076 | 0.99333
TSO | - | 8 | 2020 | Summer | Vang, [º] | 0 | 0 | -2.3284 | -1.7862 | -3.1249 | -3.1443 | -3.0649 | -3.147 | -1.9987 | 3.538 | 1.3019 | 0.27029 | 1.0377 | 0.65018 | 0.4213 | -0.36892 | -1.1978 | -1.1446 | -0.50787 | -0.60042 | 0.15338 | 1.2253 | 1.3525 | -0.82468 | 0.076771 | -0.5794
TSO | - | 9 | 2020 | Summer | Vmag, [p.u.] | 0 | 0 | 0.99184 | 1.0005 | 0.99748 | 1.0001 | 0.99711 | 1.0018 | 0.98947 | 0.99818 | 1.0015 | 1.0134 | 1.0041 | 1.0171 | 1.0155 | 1.0154 | 1.0126 | 1.0033 | 1.0085 | 1.0085 | 1.0013 | 1.0052 | 1.0022 | 1.0012 | 0.99888 | 0.99425
TSO | - | 9 | 2020 | Summer | Vang, [º] | 0 | 0 | -3.7191 | -2.868 | -4.8716 | -4.0573 | -4.7282 | -4.8778 | -3.1373 | 1.0297 | -1.3914 | -2.3148 | -1.6965 | -2.0192 | -2.2381 | -2.9413 | -3.6674 | -3.5008 | -2.968 | -3.0354 | -1.5645 | -1.0514 | -0.88315 | -2.9058 | -2.2981 | -2.3272
TSO | - | 10 | 2020 | Summer | Vmag, [p.u.] | 0 | 0 | 0.98231 | 0.98643 | 0.98973 | 0.99127 | 0.99074 | 0.99551 | 0.98036 | 0.97307 | 1.0008 | 1.0218 | 1.0005 | 1.0249 | 1.0265 | 1.0261 | 1.0281 | 1.0161 | 1.023 | 1.0226 | 0.98299 | 0.98419 | 0.98381 | 0.98408 | 0.97968 | 0.98049
TSO | - | 10 | 2020 | Summer | Vang, [º] | 0 | 0 | -4.878 | -4.8094 | -5.6484 | -5.2619 | -5.4912 | -5.5643 | -4.1681 | -1.5158 | -3.8222 | -4.625 | -4.1112 | -4.1061 | -4.1483 | -4.6961 | -5.1044 | -4.7138 | -4.7898 | -4.8224 | -2.4635 | -2.8709 | -2.6629 | -4.0245 | -4.1365 | -4.2214
TSO | - | 11 | 2020 | Summer | Vmag, [p.u.] | 0 | 0 | 0.99449 | 1.0005 | 1.0018 | 1.004 | 1.0024 | 1.0079 | 0.99264 | 0.99126 | 1.0026 | 1.0163 | 1.0044 | 1.0186 | 1.0178 | 1.017 | 1.0163 | 1.0078 | 1.0135 | 1.0134 | 0.99639 | 0.99843 | 0.99623 | 0.99611 | 0.99477 | 0.99409
TSO | - | 11 | 2020 | Summer | Vang, [º] | 0 | 0 | -4.3442 | -3.8684 | -5.1081 | -4.5952 | -4.9687 | -4.9931 | -3.7245 | -0.3187 | -2.5319 | -3.1822 | -2.7382 | -2.9505 | -3.1034 | -3.7871 | -4.308 | -4.26 | -3.796 | -3.836 | -2.2076 | -2.1585 | -1.9979 | -3.6687 | -3.4175 | -3.3676
TSO | - | 12 | 2020 | Summer | Vmag, [p.u.] | 0 | 0 | 0.963 | 0.96415 | 0.96903 | 0.96943 | 0.9696 | 0.97435 | 0.96385 | 0.95972 | 1.013 | 1.0407 | 1.009 | 1.0469 | 1.0498 | 1.0498 | 1.0421 | 1.0314 | 1.0413 | 1.0419 | 0.97031 | 0.96927 | 0.96909 | 0.96918 | 0.96405 | 0.96073
TSO | - | 12 | 2020 | Summer | Vang, [º] | 0 | 0 | -4.2006 | -4.5981 | -4.8152 | -4.7775 | -4.7955 | -4.8751 | -3.3114 | -1.5781 | -3.8077 | -4.4249 | -4.0065 | -3.7768 | -3.6699 | -3.8189 | -3.9943 | -3.4866 | -4.1738 | -4.167 | -1.0597 | -2.1512 | -1.8976 | -2.6162 | -3.4342 | -3.8133
TSO | - | 13 | 2020 | Summer | Vmag, [p.u.] | 0 | 0 | 0.99552 | 0.99892 | 1.0026 | 1.0045 | 1.0041 | 1.01 | 0.99587 | 0.99023 | 1.0093 | 1.0246 | 1.0094 | 1.0266 | 1.0273 | 1.0257 | 1.0259 | 1.0164 | 1.0226 | 1.0225 | 0.99638 | 0.99674 | 0.99529 | 0.99576 | 0.99324 | 0.99407
TSO | - | 13 | 2020 | Summer | Vang, [º] | 0 | 0 | -4.1627 | -4.0211 | -4.6673 | -4.4618 | -4.5743 | -4.4388 | -3.4604 | -0.71215 | -2.7624 | -3.2731 | -2.9735 | -3.0544 | -3.1644 | -3.8008 | -4.1057 | -4.1493 | -3.7916 | -3.8061 | -1.9926 | -2.3078 | -2.1367 | -3.4809 | -3.6264 | -3.5787
TSO | - | 14 | 2020 | Summer | Vmag, [p.u.] | 0 | 0 | 1.0065 | 1.0102 | 1.0141 | 1.0163 | 1.0159 | 1.0217 | 1.0073 | 0.9985 | 1.011 | 1.0223 | 1.0113 | 1.0224 | 1.0224 | 1.0212 | 1.023 | 1.0149 | 1.0191 | 1.0188 | 1.003 | 1.0036 | 1.0015 | 1.0028 | 1.0015 | 1.0046
TSO | - | 14 | 2020 | Summer | Vang, [º] | 0 | 0 | -4.0663 | -3.9173 | -4.4392 | -4.2801 | -4.3592 | -4.2592 | -3.5341 | -0.78408 | -2.5568 | -3.0717 | -2.7826 | -3.0619 | -3.2735 | -3.7962 | -4.3011 | -4.3002 | -3.7234 | -3.7658 | -2.4069 | -2.5227 | -2.4861 | -3.8236 | -3.7747 | -3.6449
TSO | - | 15 | 2020 | Summer | Vmag, [p.u.] | 0 | 0 | 1.0197 | 1.0235 | 1.0264 | 1.0272 | 1.0274 | 1.0311 | 1.0182 | 1.012 | 1.0177 | 1.0267 | 1.0208 | 1.0239 | 1.0249 | 1.0254 | 1.0287 | 1.0211 | 1.0259 | 1.0253 | 1.017 | 1.0175 | 1.0149 | 1.0173 | 1.0165 | 1.018
TSO | - | 15 | 2020 | Summer | Vang, [º] | 0 | 0 | -3.192 | -3.0301 | -3.4784 | -3.4056 | -3.4172 | -3.4119 | -2.8503 | -0.24206 | -1.6572 | -2.0289 | -1.7312 | -2.2377 | -2.3783 | -2.522 | -3.2759 | -3.2422 | -2.5025 | -2.5488 | -2.0042 | -1.889 | -1.866 | -3.0748 | -2.8062 | -2.791
TSO | - | 16 | 2020 | Summer | Vmag, [p.u.] | 0 | 0 | 0.98266 | 0.98375 | 0.98745 | 0.9879 | 0.98821 | 0.99162 | 0.98282 | 0.9787 | 1.016 | 1.0355 | 1.013 | 1.0397 | 1.0419 | 1.0416 | 1.0367 | 1.0292 | 1.0364 | 1.0368 | 0.98596 | 0.98495 | 0.98516 | 0.98465 | 0.98159 | 0.9801
TSO | - | 16 | 2020 | Summer | Vang, [º] | 0 | 0 | -3.9687 | -4.1649 | -4.3008 | -4.2374 | -4.2426 | -4.2926 | -3.4295 | -2.3705 | -3.9998 | -4.4358 | -4.1657 | -3.9878 | -3.9123 | -4.0794 | -4.0965 | -3.7861 | -4.2428 | -4.2373 | -2.0593 | -2.826 | -2.638 | -3.2461 | -3.7644 | -3.8505
TSO | - | 17 | 2020 | Summer | Vmag, [p.u.] | 0 | 0 | 1.0133 | 1.014 | 1.0165 | 1.0167 | 1.0169 | 1.0186 | 1.0106 | 1.007 | 1.026 | 1.0376 | 1.0262 | 1.0391 | 1.039 | 1.0397 | 1.0372 | 1.0348 | 1.0376 | 1.0368 | 1.0103 | 1.0123 | 1.0109 | 1.0112 | 1.012 | 1.0114
TSO | - | 17 | 2020 | Summer | Vang, [º] | 0 | 0 | -2.5929 | -2.6461 | -2.7186 | -2.7078 | -2.7379 | -2.7821 | -2.4997 | -2.1257 | -2.8552 | -2.9699 | -2.869 | -2.9475 | -2.9116 | -2.921 | -2.9249 | -2.6808 | -2.9471 | -2.942 | -1.8778 | -2.2241 | -2.2542 | -2.4457 | -2.5169 | -2.5486
TSO | - | 18 | 2020 | Summer | Vmag, [p.u.] | 0 | 0 | 1.0329 | 1.0424 | 1.0469 | 1.0431 | 1.0429 | 1.0438 | 1.0182 | 0.9993 | 0.993 | 0.99848 | 1.0052 | 0.9861 | 0.98668 | 0.99412 | 1.0044 | 0.99799 | 1.0098 | 1.0096 | 1.0147 | 1.0132 | 1.0091 | 1.0168 | 1.0198 | 1.0244
TSO | - | 18 | 2020 | Summer | Vang, [º] | 0 | 0 | -5.5914 | -5.0959 | -5.425 | -5.473 | -5.4789 | -5.9035 | -6.1801 | -2.2939 | -3.9295 | -3.9407 | -3.0665 | -4.9043 | -4.8706 | -4.3114 | -5.8547 | -5.7332 | -4.0661 | -4.097 | -4.7271 | -4.4487 | -4.5086 | -6.3144 | -4.9562 | -4.8829
TSO | - | 19 | 2020 | Summer | Vmag, [p.u.] | 0 | 0 | 1.0136 | 1.0205 | 1.0259 | 1.0314 | 1.029 | 1.0314 | 1.0066 | 0.9864 | 0.98486 | 0.99696 | 0.99907 | 0.98755 | 0.98871 | 0.98683 | 0.98981 | 0.98614 | 0.99419 | 0.9949 | 0.99781 | 0.99694 | 0.99334 | 0.99946 | 1.0077 | 1.0139
TSO | - | 19 | 2020 | Summer | Vang, [º] | 0 | 0 | -6.3535 | -5.9853 | -6.4697 | -5.8274 | -6.0162 | -6.7155 | -6.6678 | -2.8086 | -4.2446 | -3.6666 | -2.9521 | -4.5453 | -4.5458 | -4.8961 | -6.8326 | -6.7477 | -5.0294 | -5.0692 | -4.9948 | -4.8426 | -4.9809 | -6.7217 | -5.1209 | -5.2437
TSO | - | 20 | 2020 | Summer | Vmag, [p.u.] | 0 | 0 | 1.0097 | 1.0147 | 1.0215 | 1.0271 | 1.025 | 1.0322 | 1.0081 | 0.98341 | 0.98176 | 0.98884 | 0.98807 | 0.98302 | 0.98472 | 0.98031 | 0.98621 | 0.98449 | 0.98722 | 0.98851 | 0.99111 | 0.99059 | 0.98757 | 0.99266 | 0.9978 | 1.0083
TSO | - | 20 | 2020 | Summer | Vang, [º] | 0 | 0 | -6.3862 | -6.1032 | -6.5273 | -5.9794 | -6.1597 | -6.6113 | -6.5123 | -2.9304 | -4.5225 | -4.4267 | -3.8046 | -5.1278 | -5.1461 | -5.7929 | -7.2654 | -7.2057 | -5.7512 | -5.7949 | -5.1243 | -5.0485 | -5.2435 | -6.9451 | -5.7279 | -5.7046
TSO | - | 21 | 2020 | Summer | Vmag, [p.u.] | 0 | 0 | 1.003 | 1.0055 | 1.0132 | 1.0199 | 1.0189 | 1.0261 | 1.0042 | 0.98327 | 0.98786 | 0.99518 | 0.9894 | 0.99352 | 0.9943 | 0.99288 | 0.99526 | 0.9917 | 0.99394 | 0.99416 | 0.98686 | 0.98833 | 0.98686 | 0.98871 | 0.99288 | 1.0026
TSO | - | 21 | 2020 | Summer | Vang, [º] | 0 | 0 | -5.9691 | -5.9288 | -6.2437 | -5.8226 | -5.9614 | -5.9057 | -5.5836 | -2.4085 | -4.1624 | -4.9226 | -4.4908 | -5.0267 | -5.3951 | -6.2761 | -7.0799 | -6.9775 | -6.0814 | -6.1528 | -4.8129 | -4.7827 | -5.0095 | -6.6776 | -6.2772 | -5.9326
TSO | - | 22 | 2020 | Summer | Vmag, [p.u.] | 0 | 0 | 1.0027 | 1.0045 | 1.0124 | 1.019 | 1.0183 | 1.0264 | 1.0052 | 0.98411 | 0.98936 | 0.99533 | 0.9885 | 0.99527 | 0.99534 | 0.994 | 0.99693 | 0.99316 | 0.99442 | 0.99443 | 0.98673 | 0.98842 | 0.98714 | 0.98856 | 0.99125 | 1.0014
TSO | - | 22 | 2020 | Summer | Vang, [º] | 0 | 0 | -5.8699 | -5.8529 | -6.156 | -5.7603 | -5.8988 | -5.7669 | -5.4232 | -2.3294 | -4.1422 | -5.0315 | -4.6019 | -5.0689 | -5.4846 | -6.4168 | -7.1016 | -6.9828 | -6.1676 | -6.2373 | -4.7425 | -4.7302 | -4.9704 | -6.6155 | -6.3338 | -5.9364
TSO | - | 23 | 2020 | Summer | Vmag, [p.u.] | 0 | 0 | 1.0022 | 1.0037 | 1.0119 | 1.0187 | 1.018 | 1.0262 | 1.0047 | 0.98399 | 0.98885 | 0.99416 | 0.98779 | 0.9943 | 0.99426 | 0.99288 | 0.99562 | 0.99201 | 0.99337 | 0.9934 | 0.98623 | 0.98796 | 0.98655 | 0.98789 | 0.99051 | 1.0004
TSO | - | 23 | 2020 | Summer | Vang, [º] | 0 | 0 | -5.8646 | -5.8422 | -6.1527 | -5.7551 | -5.8933 | -5.7581 | -5.4184 | -2.2868 | -4.1031 | -5.0078 | -4.5687 | -5.0495 | -5.4804 | -6.4258 | -7.1208 | -6.9979 | -6.178 | -6.2476 | -4.7569 | -4.7294 | -4.9822 | -6.6448 | -6.3563 | -5.968
TSO | - | 24 | 2020 | Summer | Vmag, [p.u.] | 0 | 0 | 0.99048 | 0.98482 | 0.99575 | 1.0048 | 1.0051 | 1.0125 | 0.99072 | 0.97922 | 0.97833 | 0.97811 | 0.97988 | 0.98186 | 0.98296 | 0.98283 | 0.98229 | 0.97959 | 0.98199 | 0.98154 | 0.98078 | 0.98356 | 0.98177 | 0.9827 | 0.98427 | 0.99001
TSO | - | 24 | 2020 | Summer | Vang, [º] | 0 | 0 | -5.7023 | -5.7794 | -6.2341 | -5.7757 | -5.7726 | -5.7052 | -5.2681 | -1.681 | -3.6455 | -4.618 | -3.9589 | -4.5361 | -4.8386 | -5.5759 | -6.5035 | -6.3203 | -5.4741 | -5.5509 | -4.591 | -4.2104 | -4.3558 | -6.164 | -5.7585 | -5.4174
TSO | - | 25 | 2020 | Summer | Vmag, [p.u.] | 0 | 0 | 0.97876 | 0.95903 | 0.97908 | 0.99584 | 0.99597 | 1.0043 | 0.9799 | 0.96388 | 0.96304 | 0.95237 | 0.96334 | 0.96266 | 0.96508 | 0.96326 | 0.95697 | 0.96211 | 0.96391 | 0.96399 | 0.96509 | 0.96657 | 0.96528 | 0.9654 | 0.97011 | 0.97671
TSO | - | 25 | 2020 | Summer | Vang, [º] | 0 | 0 | -7.1498 | -9.0733 | -8.7186 | -7.3088 | -7.2606 | -7.0008 | -6.3805 | -2.672 | -4.6649 | -6.3985 | -4.8386 | -5.3856 | -5.5614 | -6.2583 | -7.6459 | -7.2236 | -6.5001 | -6.5983 | -6.0308 | -5.4672 | -5.5357 | -7.1428 | -6.878 | -6.293
TSO | - | 26 | 2020 | Summer | Vmag, [p.u.] | 0 | 0 | 0.98946 | 0.98423 | 0.99496 | 1.0035 | 1.0038 | 1.011 | 0.98934 | 0.97875 | 0.97731 | 0.97732 | 0.97908 | 0.98082 | 0.98177 | 0.98165 | 0.98146 | 0.97818 | 0.98073 | 0.98018 | 0.98089 | 0.9834 | 0.98136 | 0.9825 | 0.98352 | 0.98871
TSO | - | 26 | 2020 | Summer | Vang, [º] | 0 | 0 | -5.6259 | -5.6122 | -6.1313 | -5.7265 | -5.7028 | -5.663 | -5.2303 | -1.5485 | -3.5583 | -4.5096 | -3.8498 | -4.4641 | -4.7537 | -5.4605 | -6.4 | -6.2223 | -5.3579 | -5.4364 | -4.485 | -4.0671 | -4.2061 | -6.0511 | -5.6239 | -5.3277
TSO | - | 27 | 2020 | Summer | Vmag, [p.u.] | 0 | 0 | 0.98865 | 0.99123 | 0.99703 | 0.9998 | 1.0011 | 1.0061 | 0.98426 | 0.98424 | 0.97715 | 0.97962 | 0.98142 | 0.97957 | 0.98056 | 0.9823 | 0.98331 | 0.97657 | 0.98103 | 0.97988 | 0.98788 | 0.99123 | 0.98826 | 0.98829 | 0.98772 | 0.98723
TSO | - | 27 | 2020 | Summer | Vang, [º] | 0 | 0 | -5.009 | -4.6007 | -5.422 | -5.2087 | -5.0648 | -5.1546 | -4.7459 | -0.74605 | -2.8829 | -3.767 | -3.103 | -3.8637 | -4.0547 | -4.5992 | -5.6777 | -5.406 | -4.4768 | -4.5441 | -3.9431 | -3.2714 | -3.3259 | -5.4089 | -4.7539 | -4.5814
TSO | - | 28 | 2020 | Summer | Vmag, [p.u.] | 0 | 0 | 0.99205 | 0.99759 | 1.001 | 1.0018 | 1.003 | 1.0077 | 0.98718 | 0.99243 | 0.98312 | 0.98671 | 0.9881 | 0.98538 | 0.98624 | 0.98883 | 0.98949 | 0.98129 | 0.98654 | 0.98506 | 0.99563 | 0.99958 | 0.99611 | 0.99564 | 0.99388 | 0.99101
TSO | - | 28 | 2020 | Summer | Vang, [º] | 0 | 0 | -4.4119 | -3.8662 | -4.8254 | -4.664 | -4.5079 | -4.6195 | -4.1307 | 0.047106 | -2.1371 | -2.9796 | -2.3482 | -3.1396 | -3.3014 | -3.7771 | -4.8962 | -4.6449 | -3.6876 | -3.7518 | -3.2867 | -2.5092 | -2.5393 | -4.7072 | -4.0044 | -3.8836
TSO | - | 29 | 2020 | Summer | Vmag, [p.u.] | 0 | 0 | 0.9958 | 1.0031 | 1.0047 | 1.0042 | 1.0055 | 1.0094 | 0.99035 | 0.99986 | 0.98935 | 0.9944 | 0.99557 | 0.99269 | 0.99356 | 0.99664 | 0.99654 | 0.98732 | 0.99291 | 0.99139 | 1.0031 | 1.0075 | 1.0036 | 1.0031 | 1.0004 | 0.99557
TSO | - | 29 | 2020 | Summer | Vang, [º] | 0 | 0 | -3.9305 | -3.3168 | -4.3599 | -4.2287 | -4.064 | -4.1824 | -3.6379 | 0.63449 | -1.5598 | -2.4026 | -1.7771 | -2.5935 | -2.7429 | -3.1675 | -4.3069 | -4.0551 | -3.084 | -3.1469 | -2.7715 | -1.9328 | -1.9393 | -4.1585 | -3.4175 | -3.3328
TSO | - | 30 | 2020 | Summer | Vmag, [p.u.] | 0 | 0 | 0.97107 | 0.95391 | 0.97213 | 0.98852 | 0.9883 | 0.99823 | 0.97348 | 0.9568 | 0.95615 | 0.94744 | 0.95595 | 0.95639 | 0.9578 | 0.95632 | 0.95081 | 0.9549 | 0.95558 | 0.95562 | 0.95607 | 0.95701 | 0.95646 | 0.95738 | 0.96167 | 0.96918
TSO | - | 30 | 2020 | Summer | Vang, [º] | 0 | 0 | -7.4575 | -9.3585 | -9.1203 | -7.6961 | -7.6128 | -7.3051 | -6.6072 | -2.8444 | -4.8229 | -6.4027 | -4.926 | -5.4143 | -5.5586 | -6.2309 | -7.6445 | -7.294 | -6.6061 | -6.7126 | -6.1708 | -5.675 | -5.6981 | -7.2735 | -7.0267 | -6.3941
TSO | - | 31 | 2020 | Summer | Vmag, [p.u.] | 0 | 0 | 0.96153 | 0.95083 | 0.96469 | 0.9801 | 0.97899 | 0.99264 | 0.96699 | 0.94845 | 0.94812 | 0.94387 | 0.94643 | 0.94946 | 0.94847 | 0.94779 | 0.94435 | 0.94607 | 0.94406 | 0.94393 | 0.9429 | 0.9425 | 0.94387 | 0.94661 | 0.94988 | 0.95953
TSO | - | 31 | 2020 | Summer | Vang, [º] | 0 | 0 | -8.5829 | -10.4308 | -10.4808 | -9.0136 | -8.8456 | -8.4052 | -7.5267 | -3.6313 | -5.568 | -6.7573 | -5.4894 | -5.8248 | -5.8962 | -6.5067 | -7.9916 | -7.8253 | -7.2294 | -7.3551 | -6.882 | -6.5545 | -6.4674 | -7.956 | -7.7537 | -6.9955
TSO | - | 32 | 2020 | Summer | Vmag, [p.u.] | 0 | 0 | 0.98077 | 0.9814 | 0.99329 | 1.0032 | 1.0013 | 1.0147 | 0.98312 | 0.95312 | 0.95042 | 0.951 | 0.94698 | 0.94959 | 0.94556 | 0.94499 | 0.94842 | 0.95276 | 0.95165 | 0.95323 | 0.95286 | 0.95095 | 0.95222 | 0.95149 | 0.95833 | 0.97348
TSO | - | 32 | 2020 | Summer | Vang, [º] | 0 | 0 | -9.2488 | -10.2701 | -10.2641 | -9.1673 | -9.1331 | -8.9528 | -8.5115 | -4.9692 | -7.0137 | -8.1373 | -7.1704 | -7.5811 | -7.7357 | -8.441 | -9.5981 | -9.5106 | -8.7852 | -8.9342 | -8.0141 | -7.9458 | -7.9297 | -9.4797 | -9.2157 | -8.2758
TSO | - | 33 | 2020 | Summer | Vmag, [p.u.] | 0 | 0 | 0.98034 | 0.98118 | 0.99319 | 1.0032 | 1.0013 | 1.0147 | 0.98273 | 0.95235 | 0.94925 | 0.94972 | 0.94561 | 0.94811 | 0.94384 | 0.94333 | 0.94679 | 0.95142 | 0.95035 | 0.95199 | 0.95182 | 0.94985 | 0.9511 | 0.95027 | 0.95728 | 0.97283
TSO | - | 33 | 2020 | Summer | Vang, [º] | 0 | 0 | -9.3163 | -10.3347 | -10.3233 | -9.2255 | -9.1902 | -9.0268 | -8.5942 | -5.0452 | -7.0887 | -8.2122 | -7.2448 | -7.6613 | -7.8097 | -8.5137 | -9.6691 | -9.5926 | -8.8588 | -9.011 | -8.0953 | -8.0293 | -8.0124 | -9.5627 | -9.2973 | -8.3455
TSO | - | 34 | 2020 | Summer | Vmag, [p.u.] | 0 | 0 | 0.98786 | 0.98887 | 0.99804 | 1.0059 | 1.0052 | 1.0146 | 0.98701 | 0.96084 | 0.96306 | 0.96918 | 0.96335 | 0.96813 | 0.9675 | 0.96755 | 0.97219 | 0.97144 | 0.97218 | 0.97319 | 0.9646 | 0.96528 | 0.96603 | 0.96536 | 0.97134 | 0.98633
TSO | - | 34 | 2020 | Summer | Vang, [º] | 0 | 0 | -7.2366 | -7.3834 | -7.6423 | -7.1088 | -7.218 | -7.147 | -6.7712 | -3.5901 | -5.4639 | -6.2983 | -5.7747 | -6.1495 | -6.4219 | -7.2488 | -7.9924 | -7.967 | -7.2002 | -7.3038 | -5.9948 | -6.0169 | -6.1687 | -7.7676 | -7.5206 | -6.9051
TSO | - | 35 | 2020 | Summer | Vmag, [p.u.] | 0 | 0 | 0.99025 | 0.99216 | 1.0009 | 1.0081 | 1.0073 | 1.0163 | 0.98888 | 0.96262 | 0.9654 | 0.97225 | 0.96586 | 0.97085 | 0.97038 | 0.97036 | 0.97549 | 0.97428 | 0.9752 | 0.97621 | 0.96733 | 0.96812 | 0.96867 | 0.96796 | 0.97387 | 0.98855
TSO | - | 35 | 2020 | Summer | Vang, [º] | 0 | 0 | -7.0931 | -7.1725 | -7.4427 | -6.9468 | -7.0713 | -6.996 | -6.6386 | -3.4995 | -5.3764 | -6.2063 | -5.7119 | -6.0909 | -6.3839 | -7.2224 | -7.9372 | -7.8998 | -7.1358 | -7.2339 | -5.8671 | -5.9051 | -6.0683 | -7.6713 | -7.4224 | -6.8314
TSO | - | 36 | 2020 | Summer | Vmag, [p.u.] | 0 | 0 | 0.99356 | 0.99607 | 1.0043 | 1.0111 | 1.0102 | 1.0188 | 0.99297 | 0.96762 | 0.97113 | 0.97817 | 0.97131 | 0.97703 | 0.97653 | 0.97625 | 0.98119 | 0.97936 | 0.98038 | 0.98108 | 0.97212 | 0.97303 | 0.97327 | 0.97303 | 0.97825 | 0.99201
TSO | - | 36 | 2020 | Summer | Vang, [º] | 0 | 0 | -6.8574 | -6.8948 | -7.1794 | -6.7075 | -6.8424 | -6.7608 | -6.4057 | -3.3029 | -5.1828 | -6.0187 | -5.5483 | -5.9402 | -6.2477 | -7.1051 | -7.7845 | -7.7318 | -6.9695 | -7.0607 | -5.6448 | -5.6842 | -5.8518 | -7.4648 | -7.2055 | -6.6415
TSO | - | 37 | 2020 | Summer | Vmag, [p.u.] | 0 | 0 | 0.99624 | 0.99884 | 1.0069 | 1.0134 | 1.0126 | 1.0211 | 0.99645 | 0.97189 | 0.97602 | 0.98306 | 0.97586 | 0.98214 | 0.98169 | 0.98117 | 0.98581 | 0.98345 | 0.98448 | 0.98498 | 0.97606 | 0.97713 | 0.97705 | 0.97723 | 0.9818 | 0.99482
TSO | - | 37 | 2020 | Summer | Vang, [º] | 0 | 0 | -6.6337 | -6.6533 | -6.9409 | -6.4902 | -6.6284 | -6.5355 | -6.1844 | -3.1104 | -4.9815 | -5.8284 | -5.3738 | -5.7762 | -6.1035 | -6.976 | -7.6377 | -7.5697 | -6.8024 | -6.888 | -5.4386 | -5.4758 | -5.6529 | -7.2679 | -7.008 | -6.4722
TSO | - | 38 | 2020 | Summer | Vmag, [p.u.] | 0 | 0 | 1.0036 | 1.0056 | 1.0132 | 1.0194 | 1.0187 | 1.0269 | 1.0064 | 0.98455 | 0.99075 | 0.99762 | 0.98963 | 0.99759 | 0.99769 | 0.99644 | 0.99989 | 0.99576 | 0.99658 | 0.99651 | 0.98768 | 0.98935 | 0.98834 | 0.98982 | 0.99225 | 1.0029
TSO | - | 38 | 2020 | Summer | Vang, [º] | 0 | 0 | -5.8548 | -5.8539 | -6.1399 | -5.7543 | -5.8936 | -5.7489 | -5.392 | -2.3921 | -4.2131 | -5.1051 | -4.6942 | -5.1175 | -5.5155 | -6.4352 | -7.0704 | -6.9554 | -6.1695 | -6.2388 | -4.6968 | -4.7185 | -4.9375 | -6.543 | -6.3042 | -5.8757
TSO | - | 39 | 2020 | Summer | Vmag, [p.u.] | 0 | 0 | 0.99574 | 0.99858 | 1.0066 | 1.0131 | 1.0122 | 1.0206 | 0.99572 | 0.97095 | 0.9749 | 0.982 | 0.97481 | 0.98099 | 0.98041 | 0.97996 | 0.98472 | 0.98251 | 0.98362 | 0.98413 | 0.97518 | 0.97617 | 0.97615 | 0.97624 | 0.98098 | 0.9942
TSO | - | 39 | 2020 | Summer | Vang, [º] | 0 | 0 | -6.6981 | -6.7075 | -6.9997 | -6.5457 | -6.6868 | -6.6033 | -6.2529 | -3.1748 | -5.0539 | -5.8942 | -5.4396 | -5.8415 | -6.1609 | -7.0309 | -7.6871 | -7.6246 | -6.8595 | -6.9468 | -5.5003 | -5.5406 | -5.7122 | -7.3311 | -7.0653 | -6.5193
TSO | - | 40 | 2020 | Summer | Vmag, [p.u.] | 0 | 0 | 0.99313 | 0.996 | 1.0042 | 1.0108 | 1.0098 | 1.0184 | 0.99224 | 0.96667 | 0.97004 | 0.97724 | 0.97039 | 0.97604 | 0.97542 | 0.97522 | 0.98035 | 0.97865 | 0.97976 | 0.98046 | 0.97139 | 0.9722 | 0.97254 | 0.9722 | 0.97763 | 0.99151
TSO | - | 40 | 2020 | Summer | Vang, [º] | 0 | 0 | -6.9347 | -6.9577 | -7.2507 | -6.7735 | -6.9132 | -6.8406 | -6.4844 | -3.378 | -5.2719 | -6.0983 | -5.628 | -6.0185 | -6.3144 | -7.1686 | -7.8396 | -7.792 | -7.0364 | -7.129 | -5.7142 | -5.7579 | -5.917 | -7.5364 | -7.268 | -6.6912
TSO | - | 41 | 2020 | Summer | Vmag, [p.u.] | 0 | 0 | 1.0114 | 1.0184 | 1.0221 | 1.0246 | 1.0227 | 1.0298 | 1.0042 | 0.98588 | 0.99306 | 1.0049 | 0.9967 | 1.0046 | 1.0003 | 1.001 | 1.0046 | 1.0027 | 1.0072 | 1.0069 | 0.99353 | 0.9972 | 0.99543 | 0.99585 | 1.0008 | 1.0058
TSO | - | 41 | 2020 | Summer | Vang, [º] | 0 | 0 | -6.9272 | -6.3926 | -7.2366 | -6.695 | -7.0542 | -7.1407 | -6.6443 | -3.7169 | -5.9875 | -6.5113 | -6.0307 | -6.4881 | -6.6514 | -7.3572 | -7.7375 | -7.5946 | -7.031 | -7.0845 | -5.5788 | -5.6741 | -5.5816 | -7.3321 | -6.7339 | -6.147
TSO | - | 42 | 2020 | Summer | Vmag, [p.u.] | 0 | 0 | 1.0049 | 1.013 | 1.0199 | 1.0218 | 1.0197 | 1.0271 | 0.99431 | 0.96254 | 0.96781 | 0.97689 | 0.97162 | 0.97465 | 0.96936 | 0.97038 | 0.97823 | 0.97978 | 0.98564 | 0.98635 | 0.97457 | 0.97514 | 0.97473 | 0.97518 | 0.98267 | 0.99464
TSO | - | 42 | 2020 | Summer | Vang, [º] | 0 | 0 | -8.3139 | -7.7927 | -8.4215 | -7.9157 | -8.2389 | -8.363 | -8.1292 | -5.0783 | -7.3616 | -7.8367 | -7.3422 | -7.7825 | -7.9107 | -8.6348 | -8.9556 | -8.8898 | -8.2957 | -8.3893 | -6.9932 | -7.1626 | -7.1029 | -8.9611 | -8.3312 | -7.5616
TSO | - | 43 | 2020 | Summer | Vmag, [p.u.] | 0 | 0 | 0.99805 | 1.0044 | 1.0068 | 1.0089 | 1.0071 | 1.0133 | 0.99452 | 0.98868 | 0.99883 | 1.0119 | 1.001 | 1.0134 | 1.0116 | 1.0112 | 1.0119 | 1.0051 | 1.0104 | 1.0103 | 0.99428 | 0.99678 | 0.9946 | 0.9946 | 0.99508 | 0.99595
TSO | - | 43 | 2020 | Summer | Vang, [º] | 0 | 0 | -5.1378 | -4.6451 | -5.798 | -5.1932 | -5.5837 | -5.6875 | -4.6079 | -1.2786 | -3.461 | -3.9514 | -3.4971 | -3.7949 | -3.9479 | -4.68 | -5.2702 | -5.2017 | -4.6679 | -4.7114 | -3.14 | -3.1308 | -2.9891 | -4.6819 | -4.2549 | -4.1051
TSO | - | 44 | 2020 | Summer | Vmag, [p.u.] | 0 | 0 | 1.0072 | 1.01 | 1.0166 | 1.0216 | 1.021 | 1.0285 | 1.0092 | 0.98961 | 0.99536 | 1.0029 | 0.99544 | 1.0015 | 1.0029 | 1.0016 | 1.0052 | 1.0008 | 1.0021 | 1.0022 | 0.99337 | 0.99473 | 0.99346 | 0.99533 | 0.99777 | 1.0069
TSO | - | 44 | 2020 | Summer | Vang, [º] | 0 | 0 | -5.5169 | -5.4731 | -5.778 | -5.4496 | -5.5652 | -5.4412 | -5.0851 | -2.2194 | -3.9485 | -4.7345 | -4.385 | -4.837 | -5.0798 | -5.9001 | -6.5468 | -6.4529 | -5.6876 | -5.7427 | -4.4029 | -4.3995 | -4.5647 | -6.1032 | -5.8093 | -5.449
TSO | - | 45 | 2020 | Summer | Vmag, [p.u.] | 0 | 0 | 1.0191 | 1.0227 | 1.0269 | 1.029 | 1.0291 | 1.0342 | 1.0189 | 1.0065 | 1.0128 | 1.022 | 1.0153 | 1.0196 | 1.0209 | 1.0219 | 1.0252 | 1.0188 | 1.0221 | 1.0218 | 1.0118 | 1.0128 | 1.0111 | 1.0139 | 1.0144 | 1.0186
TSO | - | 45 | 2020 | Summer | Vang, [º] | 0 | 0 | -4.2555 | -4.1494 | -4.5152 | -4.3091 | -4.3693 | -4.2907 | -3.8552 | -1.2204 | -2.7663 | -3.3193 | -3.01 | -3.4756 | -3.6561 | -4.0948 | -4.8019 | -4.7252 | -3.9944 | -4.04 | -3.1665 | -3.0928 | -3.1409 | -4.4911 | -4.1927 | -3.987
TSO | - | 46 | 2020 | Summer | Vmag, [p.u.] | 0 | 0 | 1.0098 | 1.0137 | 1.0188 | 1.0227 | 1.0222 | 1.0294 | 1.0123 | 0.99705 | 1.0073 | 1.0164 | 1.0058 | 1.0169 | 1.017 | 1.0166 | 1.0191 | 1.0127 | 1.0159 | 1.0159 | 1.0011 | 1.0021 | 1.0008 | 1.0025 | 1.002 | 1.0073
TSO | - | 46 | 2020 | Summer | Vang, [º] | 0 | 0 | -4.6554 | -4.5193 | -4.9184 | -4.6479 | -4.8068 | -4.6221 | -4.1116 | -1.3198 | -3.1245 | -3.8981 | -3.5565 | -3.9347 | -4.3524 | -5.1696 | -5.6766 | -5.5995 | -4.9676 | -5.0104 | -3.3639 | -3.4872 | -3.6429 | -5.1184 | -5.0036 | -4.7862
TSO | - | 47 | 2020 | Summer | Vmag, [p.u.] | 0 | 0 | 1.0096 | 1.0135 | 1.0205 | 1.0266 | 1.0255 | 1.0344 | 1.0137 | 0.99276 | 1.0008 | 1.0063 | 0.99655 | 1.007 | 1.0062 | 1.005 | 1.0082 | 1.0038 | 1.0062 | 1.0065 | 0.99424 | 0.9955 | 0.99413 | 0.99549 | 0.9961 | 1.0037
TSO | - | 47 | 2020 | Summer | Vang, [º] | 0 | 0 | -5.2561 | -5.1342 | -5.4406 | -5.0952 | -5.3256 | -5.0854 | -4.7294 | -1.7909 | -3.5891 | -4.568 | -4.1847 | -4.6572 | -5.2719 | -6.3815 | -6.9012 | -6.7775 | -6.0772 | -6.1251 | -4.2232 | -4.3599 | -4.7104 | -6.3223 | -6.1583 | -5.8918
TSO | - | 48 | 2020 | Summer | Vmag, [p.u.] | 0 | 0 | 1.0067 | 1.0092 | 1.0167 | 1.023 | 1.0222 | 1.0307 | 1.0103 | 0.98905 | 0.99675 | 1.003 | 0.99396 | 1.0039 | 1.0038 | 1.0027 | 1.0061 | 1.0016 | 1.0036 | 1.0036 | 0.99159 | 0.99315 | 0.99207 | 0.99353 | 0.99471 | 1.0032
TSO | - | 48 | 2020 | Summer | Vang, [º] | 0 | 0 | -5.4601 | -5.4212 | -5.7102 | -5.3315 | -5.528 | -5.3272 | -4.944 | -2.0047 | -3.8308 | -4.7986 | -4.3776 | -4.8192 | -5.3348 | -6.3574 | -6.9167 | -6.787 | -6.078 | -6.1291 | -4.3505 | -4.4515 | -4.7353 | -6.3327 | -6.1556 | -5.8366
TSO | - | 49 | 2020 | Summer | Vmag, [p.u.] | 0 | 0 | 1.0018 | 0.99885 | 1.0084 | 1.0156 | 1.0154 | 1.023 | 1.0044 | 0.98337 | 0.9934 | 1.0024 | 0.99341 | 1.0056 | 1.0079 | 1.0069 | 1.0113 | 1.0058 | 1.0085 | 1.0074 | 0.98911 | 0.99164 | 0.99135 | 0.99316 | 0.99379 | 1.0003
TSO | - | 49 | 2020 | Summer | Vang, [º] | 0 | 0 | -5.5294 | -5.8641 | -6.0549 | -5.5144 | -5.6802 | -5.5446 | -4.943 | -2.1721 | -4.1679 | -5.2543 | -4.5925 | -4.9378 | -5.2324 | -6.0764 | -6.6342 | -6.4356 | -5.8968 | -5.9236 | -4.1469 | -4.2652 | -4.3686 | -5.866 | -5.7704 | -5.4482
TSO | - | 50 | 2020 | Summer | Vmag, [p.u.] | 0 | 0 | 0.99265 | 0.99575 | 1.0036 | 1.0075 | 1.0074 | 1.0157 | 0.99432 | 0.96458 | 0.97424 | 0.99233 | 0.97523 | 0.99029 | 0.993 | 0.99246 | 1.0067 | 0.99636 | 0.99925 | 0.99511 | 0.96973 | 0.97539 | 0.9757 | 0.97848 | 0.97955 | 0.98645
TSO | - | 50 | 2020 | Summer | Vang, [º] | 0 | 0 | -6.3576 | -6.6187 | -6.9616 | -6.4369 | -6.6049 | -6.5849 | -5.7856 | -3.059 | -5.0533 | -6.1491 | -5.4516 | -5.6815 | -5.8497 | -6.6375 | -7.291 | -6.9927 | -6.5938 | -6.5448 | -4.5877 | -4.9545 | -4.9685 | -6.5042 | -6.3832 | -6.1207
TSO | - | 51 | 2020 | Summer | Vmag, [p.u.] | 0 | 0 | 0.98802 | 0.99239 | 0.99665 | 0.99841 | 0.99817 | 1.0029 | 0.985 | 0.97058 | 0.99425 | 1.0154 | 0.9948 | 1.0168 | 1.0191 | 1.0189 | 1.0277 | 1.0141 | 1.0195 | 1.0186 | 0.98293 | 0.98454 | 0.98497 | 0.98631 | 0.98361 | 0.9857
TSO | - | 51 | 2020 | Summer | Vang, [º] | 0 | 0 | -5.5436 | -5.5398 | -6.2251 | -5.8162 | -5.9963 | -6.0632 | -4.914 | -2.4599 | -4.7661 | -5.6399 | -5.0566 | -5.1396 | -5.1889 | -5.7956 | -6.2002 | -5.7606 | -5.7661 | -5.7995 | -3.4916 | -3.8831 | -3.7044 | -5.0916 | -5.0844 | -5.0534
TSO | - | 52 | 2020 | Summer | Vmag, [p.u.] | 0 | 0 | 0.97984 | 0.99269 | 0.99238 | 0.99496 | 0.99651 | 1.0043 | 0.97733 | 0.97137 | 0.96024 | 0.9635 | 0.962 | 0.95661 | 0.95831 | 0.96037 | 0.96274 | 0.95851 | 0.96529 | 0.96297 | 0.97324 | 0.97739 | 0.97387 | 0.96724 | 0.96284 | 0.96752
TSO | - | 52 | 2020 | Summer | Vang, [º] | 0 | 0 | -4.3982 | -3.5395 | -4.8412 | -4.5795 | -4.4628 | -4.7391 | -4.117 | -0.067463 | -2.5837 | -3.4316 | -2.8383 | -3.5929 | -3.7213 | -4.3122 | -5.3639 | -5.1121 | -4.2258 | -4.2344 | -3.6132 | -2.791 | -2.8854 | -5.2383 | -4.5917 | -4.1517
TSO | - | 53 | 2020 | Summer | Vmag, [p.u.] | 0 | 0 | 0.97393 | 0.98926 | 0.98759 | 0.99177 | 0.99353 | 1.0027 | 0.97245 | 0.95979 | 0.9488 | 0.95238 | 0.94961 | 0.94361 | 0.94584 | 0.94724 | 0.95001 | 0.94825 | 0.95536 | 0.9529 | 0.96167 | 0.9657 | 0.96216 | 0.95293 | 0.94739 | 0.95617
TSO | - | 53 | 2020 | Summer | Vang, [º] | 0 | 0 | -4.4429 | -3.4757 | -4.9216 | -4.593 | -4.501 | -4.8517 | -4.1702 | -0.24785 | -2.9142 | -3.808 | -3.2079 | -3.9441 | -4.0721 | -4.736 | -5.7306 | -5.4594 | -4.6231 | -4.6041 | -3.8478 | -3.0411 | -3.1704 | -5.5967 | -4.9928 | -4.3728
TSO | - | 54 | 2020 | Summer | Vmag, [p.u.] | 0 | 0 | 0.97892 | 0.99156 | 0.98874 | 0.9927 | 0.9915 | 0.99903 | 0.97744 | 0.97459 | 0.97011 | 0.97722 | 0.97149 | 0.97421 | 0.97454 | 0.97524 | 0.97577 | 0.97035 | 0.97627 | 0.97469 | 0.97713 | 0.9809 | 0.97782 | 0.97276 | 0.96834 | 0.97064
TSO | - | 54 | 2020 | Summer | Vang, [º] | 0 | 0 | -4.2248 | -3.33 | -5.0565 | -4.4796 | -4.6921 | -4.9056 | -3.7635 | 0.25059 | -2.3331 | -3.2322 | -2.6108 | -3.1885 | -3.337 | -4.0024 | -4.8909 | -4.6668 | -3.985 | -4.0152 | -2.9338 | -2.2584 | -2.2371 | -4.4838 | -3.9019 | -3.5393
TSO | - | 55 | 2020 | Summer | Vmag, [p.u.] | 0 | 0 | 0.98674 | 0.99682 | 0.99308 | 0.99672 | 0.99287 | 0.99876 | 0.98522 | 0.99163 | 0.99331 | 1.0037 | 0.99515 | 1.0061 | 1.0047 | 1.0047 | 1.0031 | 0.9943 | 0.99907 | 0.99833 | 0.99473 | 0.99821 | 0.99563 | 0.99455 | 0.99121 | 0.98732
TSO | - | 55 | 2020 | Summer | Vang, [º] | 0 | 0 | -4.1512 | -3.3258 | -5.3227 | -4.5103 | -5.0186 | -5.102 | -3.5135 | 0.59835 | -1.9042 | -2.8002 | -2.1635 | -2.5926 | -2.7613 | -3.4278 | -4.2224 | -4.0455 | -3.5036 | -3.578 | -2.2001 | -1.644 | -1.4866 | -3.5692 | -3.0097 | -2.8826
TSO | - | 56 | 2020 | Summer | Vmag, [p.u.] | 0 | 0 | 1.0014 | 1.0077 | 1.016 | 1.0194 | 1.018 | 1.0269 | 0.9954 | 0.96484 | 0.96879 | 0.97677 | 0.97019 | 0.97439 | 0.96926 | 0.96966 | 0.97645 | 0.97822 | 0.98225 | 0.98315 | 0.97229 | 0.97236 | 0.97272 | 0.97197 | 0.97923 | 0.99272
TSO | - | 56 | 2020 | Summer | Vang, [º] | 0 | 0 | -8.6132 | -8.1318 | -8.6412 | -8.1521 | -8.4338 | -8.582 | -8.4022 | -5.4029 | -7.6401 | -8.1838 | -7.709 | -8.1182 | -8.2948 | -9.0392 | -9.4188 | -9.3677 | -8.6712 | -8.7891 | -7.4762 | -7.6643 | -7.5996 | -9.4031 | -8.8237 | -7.9298
TSO | - | 57 | 2020 | Summer | Vmag, [p.u.] | 0 | 0 | 1.0015 | 1.0077 | 1.0169 | 1.0211 | 1.0199 | 1.03 | 0.99726 | 0.96538 | 0.96738 | 0.97425 | 0.96693 | 0.97095 | 0.96477 | 0.96512 | 0.97143 | 0.97445 | 0.9782 | 0.9795 | 0.97031 | 0.97042 | 0.97029 | 0.96931 | 0.97669 | 0.99201
TSO | - | 57 | 2020 | Summer | Vang, [º] | 0 | 0 | -8.8014 | -8.3184 | -8.7295 | -8.2492 | -8.5051 | -8.7007 | -8.6763 | -5.7347 | -7.9942 | -8.5981 | -8.1489 | -8.6235 | -8.8767 | -9.619 | -10.0051 | -9.9356 | -9.1452 | -9.2622 | -7.9327 | -8.1248 | -8.0981 | -9.9018 | -9.3133 | -8.3053
TSO | - | 1 | 2020 | Summer | Vmag, [p.u.] | Expected | - | 1.04 | 1.04 | 1.04 | 1.04 | 1.04 | 1.04 | 1.04 | 1.04 | 1.04 | 1.04 | 1.04 | 1.04 | 1.04 | 1.04 | 1.04 | 1.04 | 1.04 | 1.04 | 1.04 | 1.04 | 1.04 | 1.04 | 1.04 | 1.04
TSO | - | 1 | 2020 | Summer | Vang, [º] | Expected | - | 1.04 | 1.04 | 1.04 | 1.04 | 1.04 | 1.04 | 1.04 | 1.04 | 1.04 | 1.04 | 1.04 | 1.04 | 1.04 | 1.04 | 1.04 | 1.04 | 1.04 | 1.04 | 1.04 | 1.04 | 1.04 | 1.04 | 1.04 | 1.04
TSO | - | 2 | 2020 | Summer | Vmag, [p.u.] | Expected | - | 1.0467 | 1.054 | 1.0537 | 1.0509 | 1.0514 | 1.0549 | 1.0475 | 1.0357 | 1.025 | 1.0338 | 1.0288 | 1.0221 | 1.023 | 1.026 | 1.0385 | 1.0319 | 1.0349 | 1.0281 | 1.0289 | 1.0385 | 1.0373 | 1.0409 | 1.0435 | 1.0402
TSO | - | 2 | 2020 | Summer | Vang, [º] | Expected | - | 1.0402 | 1.0402 | 1.0402 | 1.0402 | 1.0402 | 1.0402 | 1.0402 | 1.0402 | 1.0402 | 1.0402 | 1.0402 | 1.0402 | 1.0402 | 1.0402 | 1.0402 | 1.0402 | 1.0402 | 1.0402 | 1.0402 | 1.0402 | 1.0402 | 1.0402 | 1.0402 | 1.0402
TSO | - | 3 | 2020 | Summer | Vmag, [p.u.] | Expected | - | 1.0308 | 1.0369 | 1.0391 | 1.0374 | 1.0386 | 1.0399 | 1.0246 | 1.0244 | 1.0188 | 1.0274 | 1.0291 | 1.0162 | 1.0189 | 1.0246 | 1.0317 | 1.0197 | 1.0278 | 1.0259 | 1.0314 | 1.0318 | 1.0262 | 1.0316 | 1.0309 | 1.0287
TSO | - | 3 | 2020 | Summer | Vang, [º] | Expected | - | 1.0287 | 1.0287 | 1.0287 | 1.0287 | 1.0287 | 1.0287 | 1.0287 | 1.0287 | 1.0287 | 1.0287 | 1.0287 | 1.0287 | 1.0287 | 1.0287 | 1.0287 | 1.0287 | 1.0287 | 1.0287 | 1.0287 | 1.0287 | 1.0287 | 1.0287 | 1.0287 | 1.0287
TSO | - | 4 | 2020 | Summer | Vmag, [p.u.] | Expected | - | 1.0271 | 1.0337 | 1.0363 | 1.0342 | 1.0351 | 1.036 | 1.0192 | 1.0193 | 1.0126 | 1.0211 | 1.0237 | 1.0108 | 1.0132 | 1.019 | 1.0252 | 1.0138 | 1.0221 | 1.0205 | 1.027 | 1.0274 | 1.0219 | 1.0271 | 1.0269 | 1.0249
TSO | - | 4 | 2020 | Summer | Vang, [º] | Expected | - | 1.0249 | 1.0249 | 1.0249 | 1.0249 | 1.0249 | 1.0249 | 1.0249 | 1.0249 | 1.0249 | 1.0249 | 1.0249 | 1.0249 | 1.0249 | 1.0249 | 1.0249 | 1.0249 | 1.0249 | 1.0249 | 1.0249 | 1.0249 | 1.0249 | 1.0249 | 1.0249 | 1.0249
TSO | - | 5 | 2020 | Summer | Vmag, [p.u.] | Expected | - | 1.0204 | 1.0273 | 1.0294 | 1.0271 | 1.0282 | 1.0291 | 1.0127 | 1.0174 | 1.0088 | 1.0172 | 1.0196 | 1.0088 | 1.011 | 1.0168 | 1.02 | 1.0086 | 1.0163 | 1.0149 | 1.0232 | 1.0248 | 1.0193 | 1.0232 | 1.022 | 1.0189
TSO | - | 5 | 2020 | Summer | Vang, [º] | Expected | - | 1.0189 | 1.0189 | 1.0189 | 1.0189 | 1.0189 | 1.0189 | 1.0189 | 1.0189 | 1.0189 | 1.0189 | 1.0189 | 1.0189 | 1.0189 | 1.0189 | 1.0189 | 1.0189 | 1.0189 | 1.0189 | 1.0189 | 1.0189 | 1.0189 | 1.0189 | 1.0189 | 1.0189
TSO | - | 6 | 2020 | Summer | Vmag, [p.u.] | Expected | - | 1.0179 | 1.0241 | 1.0261 | 1.0234 | 1.0241 | 1.0245 | 1.0099 | 1.0196 | 1.0107 | 1.0193 | 1.0216 | 1.0129 | 1.0146 | 1.0204 | 1.022 | 1.0096 | 1.0168 | 1.0155 | 1.0244 | 1.0267 | 1.0212 | 1.0255 | 1.0242 | 1.0189
TSO | - | 6 | 2020 | Summer | Vang, [º] | Expected | - | 1.0189 | 1.0189 | 1.0189 | 1.0189 | 1.0189 | 1.0189 | 1.0189 | 1.0189 | 1.0189 | 1.0189 | 1.0189 | 1.0189 | 1.0189 | 1.0189 | 1.0189 | 1.0189 | 1.0189 | 1.0189 | 1.0189 | 1.0189 | 1.0189 | 1.0189 | 1.0189 | 1.0189
TSO | - | 7 | 2020 | Summer | Vmag, [p.u.] | Expected | - | 0.99712 | 1.0043 | 1.0051 | 1.0034 | 1.0043 | 1.0061 | 0.99027 | 1.0059 | 0.99393 | 1.0005 | 1.0021 | 1.0004 | 1.0009 | 1.0037 | 1.0027 | 0.99129 | 0.99642 | 0.99529 | 1.0093 | 1.0136 | 1.0088 | 1.0099 | 1.0067 | 0.99908
TSO | - | 7 | 2020 | Summer | Vang, [º] | Expected | - | 0.99908 | 0.99908 | 0.99908 | 0.99908 | 0.99908 | 0.99908 | 0.99908 | 0.99908 | 0.99908 | 0.99908 | 0.99908 | 0.99908 | 0.99908 | 0.99908 | 0.99908 | 0.99908 | 0.99908 | 0.99908 | 0.99908 | 0.99908 | 0.99908 | 0.99908 | 0.99908 | 0.99908
TSO | - | 8 | 2020 | Summer | Vmag, [p.u.] | Expected | - | 0.98596 | 0.99338 | 0.99233 | 0.98928 | 0.98996 | 0.99028 | 0.97822 | 1.0073 | 0.99221 | 0.9995 | 1.001 | 1.0061 | 1.0052 | 1.006 | 1.0018 | 0.98798 | 0.99119 | 0.99054 | 1.0104 | 1.0163 | 1.0111 | 1.0126 | 1.0076 | 0.99333
TSO | - | 8 | 2020 | Summer | Vang, [º] | Expected | - | 0.99333 | 0.99333 | 0.99333 | 0.99333 | 0.99333 | 0.99333 | 0.99333 | 0.99333 | 0.99333 | 0.99333 | 0.99333 | 0.99333 | 0.99333 | 0.99333 | 0.99333 | 0.99333 | 0.99333 | 0.99333 | 0.99333 | 0.99333 | 0.99333 | 0.99333 | 0.99333 | 0.99333
TSO | - | 9 | 2020 | Summer | Vmag, [p.u.] | Expected | - | 0.99184 | 1.0005 | 0.99748 | 1.0001 | 0.99711 | 1.0018 | 0.98947 | 0.99818 | 1.0015 | 1.0134 | 1.0041 | 1.0171 | 1.0155 | 1.0154 | 1.0126 | 1.0033 | 1.0085 | 1.0085 | 1.0013 | 1.0052 | 1.0022 | 1.0012 | 0.99888 | 0.99425
TSO | - | 9 | 2020 | Summer | Vang, [º] | Expected | - | 0.99425 | 0.99425 | 0.99425 | 0.99425 | 0.99425 | 0.99425 | 0.99425 | 0.99425 | 0.99425 | 0.99425 | 0.99425 | 0.99425 | 0.99425 | 0.99425 | 0.99425 | 0.99425 | 0.99425 | 0.99425 | 0.99425 | 0.99425 | 0.99425 | 0.99425 | 0.99425 | 0.99425
TSO | - | 10 | 2020 | Summer | Vmag, [p.u.] | Expected | - | 0.98231 | 0.98643 | 0.98973 | 0.99127 | 0.99074 | 0.99551 | 0.98036 | 0.97307 | 1.0008 | 1.0218 | 1.0005 | 1.0249 | 1.0265 | 1.0261 | 1.0281 | 1.0161 | 1.023 | 1.0226 | 0.98299 | 0.98419 | 0.98381 | 0.98408 | 0.97968 | 0.98049
TSO | - | 10 | 2020 | Summer | Vang, [º] | Expected | - | 0.98049 | 0.98049 | 0.98049 | 0.98049 | 0.98049 | 0.98049 | 0.98049 | 0.98049 | 0.98049 | 0.98049 | 0.98049 | 0.98049 | 0.98049 | 0.98049 | 0.98049 | 0.98049 | 0.98049 | 0.98049 | 0.98049 | 0.98049 | 0.98049 | 0.98049 | 0.98049 | 0.98049
TSO | - | 11 | 2020 | Summer | Vmag, [p.u.] | Expected | - | 0.99449 | 1.0005 | 1.0018 | 1.004 | 1.0024 | 1.0079 | 0.99264 | 0.99126 | 1.0026 | 1.0163 | 1.0044 | 1.0186 | 1.0178 | 1.017 | 1.0163 | 1.0078 | 1.0135 | 1.0134 | 0.99639 | 0.99843 | 0.99623 | 0.99611 | 0.99477 | 0.99409
TSO | - | 11 | 2020 | Summer | Vang, [º] | Expected | - | 0.99409 | 0.99409 | 0.99409 | 0.99409 | 0.99409 | 0.99409 | 0.99409 | 0.99409 | 0.99409 | 0.99409 | 0.99409 | 0.99409 | 0.99409 | 0.99409 | 0.99409 | 0.99409 | 0.99409 | 0.99409 | 0.99409 | 0.99409 | 0.99409 | 0.99409 | 0.99409 | 0.99409
TSO | - | 12 | 2020 | Summer | Vmag, [p.u.] | Expected | - | 0.963 | 0.96415 | 0.96903 | 0.96943 | 0.9696 | 0.97435 | 0.96385 | 0.95972 | 1.013 | 1.0407 | 1.009 | 1.0469 | 1.0498 | 1.0498 | 1.0421 | 1.0314 | 1.0413 | 1.0419 | 0.97031 | 0.96927 | 0.96909 | 0.96918 | 0.96405 | 0.96073
TSO | - | 12 | 2020 | Summer | Vang, [º] | Expected | - | 0.96073 | 0.96073 | 0.96073 | 0.96073 | 0.96073 | 0.96073 | 0.96073 | 0.96073 | 0.96073 | 0.96073 | 0.96073 | 0.96073 | 0.96073 | 0.96073 | 0.96073 | 0.96073 | 0.96073 | 0.96073 | 0.96073 | 0.96073 | 0.96073 | 0.96073 | 0.96073 | 0.96073
TSO | - | 13 | 2020 | Summer | Vmag, [p.u.] | Expected | - | 0.99552 | 0.99892 | 1.0026 | 1.0045 | 1.0041 | 1.01 | 0.99587 | 0.99023 | 1.0093 | 1.0246 | 1.0094 | 1.0266 | 1.0273 | 1.0257 | 1.0259 | 1.0164 | 1.0226 | 1.0225 | 0.99638 | 0.99674 | 0.99529 | 0.99576 | 0.99324 | 0.99407
TSO | - | 13 | 2020 | Summer | Vang, [º] | Expected | - | 0.99407 | 0.99407 | 0.99407 | 0.99407 | 0.99407 | 0.99407 | 0.99407 | 0.99407 | 0.99407 | 0.99407 | 0.99407 | 0.99407 | 0.99407 | 0.99407 | 0.99407 | 0.99407 | 0.99407 | 0.99407 | 0.99407 | 0.99407 | 0.99407 | 0.99407 | 0.99407 | 0.99407
TSO | - | 14 | 2020 | Summer | Vmag, [p.u.] | Expected | - | 1.0065 | 1.0102 | 1.0141 | 1.0163 | 1.0159 | 1.0217 | 1.0073 | 0.9985 | 1.011 | 1.0223 | 1.0113 | 1.0224 | 1.0224 | 1.0212 | 1.023 | 1.0149 | 1.0191 | 1.0188 | 1.003 | 1.0036 | 1.0015 | 1.0028 | 1.0015 | 1.0046
TSO | - | 14 | 2020 | Summer | Vang, [º] | Expected | - | 1.0046 | 1.0046 | 1.0046 | 1.0046 | 1.0046 | 1.0046 | 1.0046 | 1.0046 | 1.0046 | 1.0046 | 1.0046 | 1.0046 | 1.0046 | 1.0046 | 1.0046 | 1.0046 | 1.0046 | 1.0046 | 1.0046 | 1.0046 | 1.0046 | 1.0046 | 1.0046 | 1.0046
TSO | - | 15 | 2020 | Summer | Vmag, [p.u.] | Expected | - | 1.0197 | 1.0235 | 1.0264 | 1.0272 | 1.0274 | 1.0311 | 1.0182 | 1.012 | 1.0177 | 1.0267 | 1.0208 | 1.0239 | 1.0249 | 1.0254 | 1.0287 | 1.0211 | 1.0259 | 1.0253 | 1.017 | 1.0175 | 1.0149 | 1.0173 | 1.0165 | 1.018
TSO | - | 15 | 2020 | Summer | Vang, [º] | Expected | - | 1.018 | 1.018 | 1.018 | 1.018 | 1.018 | 1.018 | 1.018 | 1.018 | 1.018 | 1.018 | 1.018 | 1.018 | 1.018 | 1.018 | 1.018 | 1.018 | 1.018 | 1.018 | 1.018 | 1.018 | 1.018 | 1.018 | 1.018 | 1.018
TSO | - | 16 | 2020 | Summer | Vmag, [p.u.] | Expected | - | 0.98266 | 0.98375 | 0.98745 | 0.9879 | 0.98821 | 0.99162 | 0.98282 | 0.9787 | 1.016 | 1.0355 | 1.013 | 1.0397 | 1.0419 | 1.0416 | 1.0367 | 1.0292 | 1.0364 | 1.0368 | 0.98596 | 0.98495 | 0.98516 | 0.98465 | 0.98159 | 0.9801
TSO | - | 16 | 2020 | Summer | Vang, [º] | Expected | - | 0.9801 | 0.9801 | 0.9801 | 0.9801 | 0.9801 | 0.9801 | 0.9801 | 0.9801 | 0.9801 | 0.9801 | 0.9801 | 0.9801 | 0.9801 | 0.9801 | 0.9801 | 0.9801 | 0.9801 | 0.9801 | 0.9801 | 0.9801 | 0.9801 | 0.9801 | 0.9801 | 0.9801
TSO | - | 17 | 2020 | Summer | Vmag, [p.u.] | Expected | - | 1.0133 | 1.014 | 1.0165 | 1.0167 | 1.0169 | 1.0186 | 1.0106 | 1.007 | 1.026 | 1.0376 | 1.0262 | 1.0391 | 1.039 | 1.0397 | 1.0372 | 1.0348 | 1.0376 | 1.0368 | 1.0103 | 1.0123 | 1.0109 | 1.0112 | 1.012 | 1.0114
TSO | - | 17 | 2020 | Summer | Vang, [º] | Expected | - | 1.0114 | 1.0114 | 1.0114 | 1.0114 | 1.0114 | 1.0114 | 1.0114 | 1.0114 | 1.0114 | 1.0114 | 1.0114 | 1.0114 | 1.0114 | 1.0114 | 1.0114 | 1.0114 | 1.0114 | 1.0114 | 1.0114 | 1.0114 | 1.0114 | 1.0114 | 1.0114 | 1.0114
TSO | - | 18 | 2020 | Summer | Vmag, [p.u.] | Expected | - | 1.0329 | 1.0424 | 1.0469 | 1.0431 | 1.0429 | 1.0438 | 1.0182 | 0.9993 | 0.993 | 0.99848 | 1.0052 | 0.9861 | 0.98668 | 0.99412 | 1.0044 | 0.99799 | 1.0098 | 1.0096 | 1.0147 | 1.0132 | 1.0091 | 1.0168 | 1.0198 | 1.0244
TSO | - | 18 | 2020 | Summer | Vang, [º] | Expected | - | 1.0244 | 1.0244 | 1.0244 | 1.0244 | 1.0244 | 1.0244 | 1.0244 | 1.0244 | 1.0244 | 1.0244 | 1.0244 | 1.0244 | 1.0244 | 1.0244 | 1.0244 | 1.0244 | 1.0244 | 1.0244 | 1.0244 | 1.0244 | 1.0244 | 1.0244 | 1.0244 | 1.0244
TSO | - | 19 | 2020 | Summer | Vmag, [p.u.] | Expected | - | 1.0136 | 1.0205 | 1.0259 | 1.0314 | 1.029 | 1.0314 | 1.0066 | 0.9864 | 0.98486 | 0.99696 | 0.99907 | 0.98755 | 0.98871 | 0.98683 | 0.98981 | 0.98614 | 0.99419 | 0.9949 | 0.99781 | 0.99694 | 0.99334 | 0.99946 | 1.0077 | 1.0139
TSO | - | 19 | 2020 | Summer | Vang, [º] | Expected | - | 1.0139 | 1.0139 | 1.0139 | 1.0139 | 1.0139 | 1.0139 | 1.0139 | 1.0139 | 1.0139 | 1.0139 | 1.0139 | 1.0139 | 1.0139 | 1.0139 | 1.0139 | 1.0139 | 1.0139 | 1.0139 | 1.0139 | 1.0139 | 1.0139 | 1.0139 | 1.0139 | 1.0139
TSO | - | 20 | 2020 | Summer | Vmag, [p.u.] | Expected | - | 1.0097 | 1.0147 | 1.0215 | 1.0271 | 1.025 | 1.0322 | 1.0081 | 0.98341 | 0.98176 | 0.98884 | 0.98807 | 0.98302 | 0.98472 | 0.98031 | 0.98621 | 0.98449 | 0.98722 | 0.98851 | 0.99111 | 0.99059 | 0.98757 | 0.99266 | 0.9978 | 1.0083
TSO | - | 20 | 2020 | Summer | Vang, [º] | Expected | - | 1.0083 | 1.0083 | 1.0083 | 1.0083 | 1.0083 | 1.0083 | 1.0083 | 1.0083 | 1.0083 | 1.0083 | 1.0083 | 1.0083 | 1.0083 | 1.0083 | 1.0083 | 1.0083 | 1.0083 | 1.0083 | 1.0083 | 1.0083 | 1.0083 | 1.0083 | 1.0083 | 1.0083
TSO | - | 21 | 2020 | Summer | Vmag, [p.u.] | Expected | - | 1.003 | 1.0055 | 1.0132 | 1.0199 | 1.0189 | 1.0261 | 1.0042 | 0.98327 | 0.98786 | 0.99518 | 0.9894 | 0.99352 | 0.9943 | 0.99288 | 0.99526 | 0.9917 | 0.99394 | 0.99416 | 0.98686 | 0.98833 | 0.98686 | 0.98871 | 0.99288 | 1.0026
TSO | - | 21 | 2020 | Summer | Vang, [º] | Expected | - | 1.0026 | 1.0026 | 1.0026 | 1.0026 | 1.0026 | 1.0026 | 1.0026 | 1.0026 | 1.0026 | 1.0026 | 1.0026 | 1.0026 | 1.0026 | 1.0026 | 1.0026 | 1.0026 | 1.0026 | 1.0026 | 1.0026 | 1.0026 | 1.0026 | 1.0026 | 1.0026 | 1.0026
TSO | - | 22 | 2020 | Summer | Vmag, [p.u.] | Expected | - | 1.0027 | 1.0045 | 1.0124 | 1.019 | 1.0183 | 1.0264 | 1.0052 | 0.98411 | 0.98936 | 0.99533 | 0.9885 | 0.99527 | 0.99534 | 0.994 | 0.99693 | 0.99316 | 0.99442 | 0.99443 | 0.98673 | 0.98842 | 0.98714 | 0.98856 | 0.99125 | 1.0014
TSO | - | 22 | 2020 | Summer | Vang, [º] | Expected | - | 1.0014 | 1.0014 | 1.0014 | 1.0014 | 1.0014 | 1.0014 | 1.0014 | 1.0014 | 1.0014 | 1.0014 | 1.0014 | 1.0014 | 1.0014 | 1.0014 | 1.0014 | 1.0014 | 1.0014 | 1.0014 | 1.0014 | 1.0014 | 1.0014 | 1.0014 | 1.0014 | 1.0014
TSO | - | 23 | 2020 | Summer | Vmag, [p.u.] | Expected | - | 1.0022 | 1.0037 | 1.0119 | 1.0187 | 1.018 | 1.0262 | 1.0047 | 0.98399 | 0.98885 | 0.99416 | 0.98779 | 0.9943 | 0.99426 | 0.99288 | 0.99562 | 0.99201 | 0.99337 | 0.9934 | 0.98623 | 0.98796 | 0.98655 | 0.98789 | 0.99051 | 1.0004
TSO | - | 23 | 2020 | Summer | Vang, [º] | Expected | - | 1.0004 | 1.0004 | 1.0004 | 1.0004 | 1.0004 | 1.0004 | 1.0004 | 1.0004 | 1.0004 | 1.0004 | 1.0004 | 1.0004 | 1.0004 | 1.0004 | 1.0004 | 1.0004 | 1.0004 | 1.0004 | 1.0004 | 1.0004 | 1.0004 | 1.0004 | 1.0004 | 1.0004
TSO | - | 24 | 2020 | Summer | Vmag, [p.u.] | Expected | - | 0.99048 | 0.98482 | 0.99575 | 1.0048 | 1.0051 | 1.0125 | 0.99072 | 0.97922 | 0.97833 | 0.97811 | 0.97988 | 0.98186 | 0.98296 | 0.98283 | 0.98229 | 0.97959 | 0.98199 | 0.98154 | 0.98078 | 0.98356 | 0.98177 | 0.9827 | 0.98427 | 0.99001
TSO | - | 24 | 2020 | Summer | Vang, [º] | Expected | - | 0.99001 | 0.99001 | 0.99001 | 0.99001 | 0.99001 | 0.99001 | 0.99001 | 0.99001 | 0.99001 | 0.99001 | 0.99001 | 0.99001 | 0.99001 | 0.99001 | 0.99001 | 0.99001 | 0.99001 | 0.99001 | 0.99001 | 0.99001 | 0.99001 | 0.99001 | 0.99001 | 0.99001
TSO | - | 25 | 2020 | Summer | Vmag, [p.u.] | Expected | - | 0.97876 | 0.95903 | 0.97908 | 0.99584 | 0.99597 | 1.0043 | 0.9799 | 0.96388 | 0.96304 | 0.95237 | 0.96334 | 0.96266 | 0.96508 | 0.96326 | 0.95697 | 0.96211 | 0.96391 | 0.96399 | 0.96509 | 0.96657 | 0.96528 | 0.9654 | 0.97011 | 0.97671
TSO | - | 25 | 2020 | Summer | Vang, [º] | Expected | - | 0.97671 | 0.97671 | 0.97671 | 0.97671 | 0.97671 | 0.97671 | 0.97671 | 0.97671 | 0.97671 | 0.97671 | 0.97671 | 0.97671 | 0.97671 | 0.97671 | 0.97671 | 0.97671 | 0.97671 | 0.97671 | 0.97671 | 0.97671 | 0.97671 | 0.97671 | 0.97671 | 0.97671
TSO | - | 26 | 2020 | Summer | Vmag, [p.u.] | Expected | - | 0.98946 | 0.98423 | 0.99496 | 1.0035 | 1.0038 | 1.011 | 0.98934 | 0.97875 | 0.97731 | 0.97732 | 0.97908 | 0.98082 | 0.98177 | 0.98165 | 0.98146 | 0.97818 | 0.98073 | 0.98018 | 0.98089 | 0.9834 | 0.98136 | 0.9825 | 0.98352 | 0.98871
TSO | - | 26 | 2020 | Summer | Vang, [º] | Expected | - | 0.98871 | 0.98871 | 0.98871 | 0.98871 | 0.98871 | 0.98871 | 0.98871 | 0.98871 | 0.98871 | 0.98871 | 0.98871 | 0.98871 | 0.98871 | 0.98871 | 0.98871 | 0.98871 | 0.98871 | 0.98871 | 0.98871 | 0.98871 | 0.98871 | 0.98871 | 0.98871 | 0.98871
TSO | - | 27 | 2020 | Summer | Vmag, [p.u.] | Expected | - | 0.98865 | 0.99123 | 0.99703 | 0.9998 | 1.0011 | 1.0061 | 0.98426 | 0.98424 | 0.97715 | 0.97962 | 0.98142 | 0.97957 | 0.98056 | 0.9823 | 0.98331 | 0.97657 | 0.98103 | 0.97988 | 0.98788 | 0.99123 | 0.98826 | 0.98829 | 0.98772 | 0.98723
TSO | - | 27 | 2020 | Summer | Vang, [º] | Expected | - | 0.98723 | 0.98723 | 0.98723 | 0.98723 | 0.98723 | 0.98723 | 0.98723 | 0.98723 | 0.98723 | 0.98723 | 0.98723 | 0.98723 | 0.98723 | 0.98723 | 0.98723 | 0.98723 | 0.98723 | 0.98723 | 0.98723 | 0.98723 | 0.98723 | 0.98723 | 0.98723 | 0.98723
TSO | - | 28 | 2020 | Summer | Vmag, [p.u.] | Expected | - | 0.99205 | 0.99759 | 1.001 | 1.0018 | 1.003 | 1.0077 | 0.98718 | 0.99243 | 0.98312 | 0.98671 | 0.9881 | 0.98538 | 0.98624 | 0.98883 | 0.98949 | 0.98129 | 0.98654 | 0.98506 | 0.99563 | 0.99958 | 0.99611 | 0.99564 | 0.99388 | 0.99101
TSO | - | 28 | 2020 | Summer | Vang, [º] | Expected | - | 0.99101 | 0.99101 | 0.99101 | 0.99101 | 0.99101 | 0.99101 | 0.99101 | 0.99101 | 0.99101 | 0.99101 | 0.99101 | 0.99101 | 0.99101 | 0.99101 | 0.99101 | 0.99101 | 0.99101 | 0.99101 | 0.99101 | 0.99101 | 0.99101 | 0.99101 | 0.99101 | 0.99101
TSO | - | 29 | 2020 | Summer | Vmag, [p.u.] | Expected | - | 0.9958 | 1.0031 | 1.0047 | 1.0042 | 1.0055 | 1.0094 | 0.99035 | 0.99986 | 0.98935 | 0.9944 | 0.99557 | 0.99269 | 0.99356 | 0.99664 | 0.99654 | 0.98732 | 0.99291 | 0.99139 | 1.0031 | 1.0075 | 1.0036 | 1.0031 | 1.0004 | 0.99557
TSO | - | 29 | 2020 | Summer | Vang, [º] | Expected | - | 0.99557 | 0.99557 | 0.99557 | 0.99557 | 0.99557 | 0.99557 | 0.99557 | 0.99557 | 0.99557 | 0.99557 | 0.99557 | 0.99557 | 0.99557 | 0.99557 | 0.99557 | 0.99557 | 0.99557 | 0.99557 | 0.99557 | 0.99557 | 0.99557 | 0.99557 | 0.99557 | 0.99557
TSO | - | 30 | 2020 | Summer | Vmag, [p.u.] | Expected | - | 0.97107 | 0.95391 | 0.97213 | 0.98852 | 0.9883 | 0.99823 | 0.97348 | 0.9568 | 0.95615 | 0.94744 | 0.95595 | 0.95639 | 0.9578 | 0.95632 | 0.95081 | 0.9549 | 0.95558 | 0.95562 | 0.95607 | 0.95701 | 0.95646 | 0.95738 | 0.96167 | 0.96918
TSO | - | 30 | 2020 | Summer | Vang, [º] | Expected | - | 0.96918 | 0.96918 | 0.96918 | 0.96918 | 0.96918 | 0.96918 | 0.96918 | 0.96918 | 0.96918 | 0.96918 | 0.96918 | 0.96918 | 0.96918 | 0.96918 | 0.96918 | 0.96918 | 0.96918 | 0.96918 | 0.96918 | 0.96918 | 0.96918 | 0.96918 | 0.96918 | 0.96918
TSO | - | 31 | 2020 | Summer | Vmag, [p.u.] | Expected | - | 0.96153 | 0.95083 | 0.96469 | 0.9801 | 0.97899 | 0.99264 | 0.96699 | 0.94845 | 0.94812 | 0.94387 | 0.94643 | 0.94946 | 0.94847 | 0.94779 | 0.94435 | 0.94607 | 0.94406 | 0.94393 | 0.9429 | 0.9425 | 0.94387 | 0.94661 | 0.94988 | 0.95953
TSO | - | 31 | 2020 | Summer | Vang, [º] | Expected | - | 0.95953 | 0.95953 | 0.95953 | 0.95953 | 0.95953 | 0.95953 | 0.95953 | 0.95953 | 0.95953 | 0.95953 | 0.95953 | 0.95953 | 0.95953 | 0.95953 | 0.95953 | 0.95953 | 0.95953 | 0.95953 | 0.95953 | 0.95953 | 0.95953 | 0.95953 | 0.95953 | 0.95953
TSO | - | 32 | 2020 | Summer | Vmag, [p.u.] | Expected | - | 0.98077 | 0.9814 | 0.99329 | 1.0032 | 1.0013 | 1.0147 | 0.98312 | 0.95312 | 0.95042 | 0.951 | 0.94698 | 0.94959 | 0.94556 | 0.94499 | 0.94842 | 0.95276 | 0.95165 | 0.95323 | 0.95286 | 0.95095 | 0.95222 | 0.95149 | 0.95833 | 0.97348
TSO | - | 32 | 2020 | Summer | Vang, [º] | Expected | - | 0.97348 | 0.97348 | 0.97348 | 0.97348 | 0.97348 | 0.97348 | 0.97348 | 0.97348 | 0.97348 | 0.97348 | 0.97348 | 0.97348 | 0.97348 | 0.97348 | 0.97348 | 0.97348 | 0.97348 | 0.97348 | 0.97348 | 0.97348 | 0.97348 | 0.97348 | 0.97348 | 0.97348
TSO | - | 33 | 2020 | Summer | Vmag, [p.u.] | Expected | - | 0.98034 | 0.98118 | 0.99319 | 1.0032 | 1.0013 | 1.0147 | 0.98273 | 0.95235 | 0.94925 | 0.94972 | 0.94561 | 0.94811 | 0.94384 | 0.94333 | 0.94679 | 0.95142 | 0.95035 | 0.95199 | 0.95182 | 0.94985 | 0.9511 | 0.95027 | 0.95728 | 0.97283
TSO | - | 33 | 2020 | Summer | Vang, [º] | Expected | - | 0.97283 | 0.97283 | 0.97283 | 0.97283 | 0.97283 | 0.97283 | 0.97283 | 0.97283 | 0.97283 | 0.97283 | 0.97283 | 0.97283 | 0.97283 | 0.97283 | 0.97283 | 0.97283 | 0.97283 | 0.97283 | 0.97283 | 0.97283 | 0.97283 | 0.97283 | 0.97283 | 0.97283
TSO | - | 34 | 2020 | Summer | Vmag, [p.u.] | Expected | - | 0.98786 | 0.98887 | 0.99804 | 1.0059 | 1.0052 | 1.0146 | 0.98701 | 0.96084 | 0.96306 | 0.96918 | 0.96335 | 0.96813 | 0.9675 | 0.96755 | 0.97219 | 0.97144 | 0.97218 | 0.97319 | 0.9646 | 0.96528 | 0.96603 | 0.96536 | 0.97134 | 0.98633
TSO | - | 34 | 2020 | Summer | Vang, [º] | Expected | - | 0.98633 | 0.98633 | 0.98633 | 0.98633 | 0.98633 | 0.98633 | 0.98633 | 0.98633 | 0.98633 | 0.98633 | 0.98633 | 0.98633 | 0.98633 | 0.98633 | 0.98633 | 0.98633 | 0.98633 | 0.98633 | 0.98633 | 0.98633 | 0.98633 | 0.98633 | 0.98633 | 0.98633
TSO | - | 35 | 2020 | Summer | Vmag, [p.u.] | Expected | - | 0.99025 | 0.99216 | 1.0009 | 1.0081 | 1.0073 | 1.0163 | 0.98888 | 0.96262 | 0.9654 | 0.97225 | 0.96586 | 0.97085 | 0.97038 | 0.97036 | 0.97549 | 0.97428 | 0.9752 | 0.97621 | 0.96733 | 0.96812 | 0.96867 | 0.96796 | 0.97387 | 0.98855
TSO | - | 35 | 2020 | Summer | Vang, [º] | Expected | - | 0.98855 | 0.98855 | 0.98855 | 0.98855 | 0.98855 | 0.98855 | 0.98855 | 0.98855 | 0.98855 | 0.98855 | 0.98855 | 0.98855 | 0.98855 | 0.98855 | 0.98855 | 0.98855 | 0.98855 | 0.98855 | 0.98855 | 0.98855 | 0.98855 | 0.98855 | 0.98855 | 0.98855
TSO | - | 36 | 2020 | Summer | Vmag, [p.u.] | Expected | - | 0.99356 | 0.99607 | 1.0043 | 1.0111 | 1.0102 | 1.0188 | 0.99297 | 0.96762 | 0.97113 | 0.97817 | 0.97131 | 0.97703 | 0.97653 | 0.97625 | 0.98119 | 0.97936 | 0.98038 | 0.98108 | 0.97212 | 0.97303 | 0.97327 | 0.97303 | 0.97825 | 0.99201
TSO | - | 36 | 2020 | Summer | Vang, [º] | Expected | - | 0.99201 | 0.99201 | 0.99201 | 0.99201 | 0.99201 | 0.99201 | 0.99201 | 0.99201 | 0.99201 | 0.99201 | 0.99201 | 0.99201 | 0.99201 | 0.99201 | 0.99201 | 0.99201 | 0.99201 | 0.99201 | 0.99201 | 0.99201 | 0.99201 | 0.99201 | 0.99201 | 0.99201
TSO | - | 37 | 2020 | Summer | Vmag, [p.u.] | Expected | - | 0.99624 | 0.99884 | 1.0069 | 1.0134 | 1.0126 | 1.0211 | 0.99645 | 0.97189 | 0.97602 | 0.98306 | 0.97586 | 0.98214 | 0.98169 | 0.98117 | 0.98581 | 0.98345 | 0.98448 | 0.98498 | 0.97606 | 0.97713 | 0.97705 | 0.97723 | 0.9818 | 0.99482
TSO | - | 37 | 2020 | Summer | Vang, [º] | Expected | - | 0.99482 | 0.99482 | 0.99482 | 0.99482 | 0.99482 | 0.99482 | 0.99482 | 0.99482 | 0.99482 | 0.99482 | 0.99482 | 0.99482 | 0.99482 | 0.99482 | 0.99482 | 0.99482 | 0.99482 | 0.99482 | 0.99482 | 0.99482 | 0.99482 | 0.99482 | 0.99482 | 0.99482
TSO | - | 38 | 2020 | Summer | Vmag, [p.u.] | Expected | - | 1.0036 | 1.0056 | 1.0132 | 1.0194 | 1.0187 | 1.0269 | 1.0064 | 0.98455 | 0.99075 | 0.99762 | 0.98963 | 0.99759 | 0.99769 | 0.99644 | 0.99989 | 0.99576 | 0.99658 | 0.99651 | 0.98768 | 0.98935 | 0.98834 | 0.98982 | 0.99225 | 1.0029
TSO | - | 38 | 2020 | Summer | Vang, [º] | Expected | - | 1.0029 | 1.0029 | 1.0029 | 1.0029 | 1.0029 | 1.0029 | 1.0029 | 1.0029 | 1.0029 | 1.0029 | 1.0029 | 1.0029 | 1.0029 | 1.0029 | 1.0029 | 1.0029 | 1.0029 | 1.0029 | 1.0029 | 1.0029 | 1.0029 | 1.0029 | 1.0029 | 1.0029
TSO | - | 39 | 2020 | Summer | Vmag, [p.u.] | Expected | - | 0.99574 | 0.99858 | 1.0066 | 1.0131 | 1.0122 | 1.0206 | 0.99572 | 0.97095 | 0.9749 | 0.982 | 0.97481 | 0.98099 | 0.98041 | 0.97996 | 0.98472 | 0.98251 | 0.98362 | 0.98413 | 0.97518 | 0.97617 | 0.97615 | 0.97624 | 0.98098 | 0.9942
TSO | - | 39 | 2020 | Summer | Vang, [º] | Expected | - | 0.9942 | 0.9942 | 0.9942 | 0.9942 | 0.9942 | 0.9942 | 0.9942 | 0.9942 | 0.9942 | 0.9942 | 0.9942 | 0.9942 | 0.9942 | 0.9942 | 0.9942 | 0.9942 | 0.9942 | 0.9942 | 0.9942 | 0.9942 | 0.9942 | 0.9942 | 0.9942 | 0.9942
TSO | - | 40 | 2020 | Summer | Vmag, [p.u.] | Expected | - | 0.99313 | 0.996 | 1.0042 | 1.0108 | 1.0098 | 1.0184 | 0.99224 | 0.96667 | 0.97004 | 0.97724 | 0.97039 | 0.97604 | 0.97542 | 0.97522 | 0.98035 | 0.97865 | 0.97976 | 0.98046 | 0.97139 | 0.9722 | 0.97254 | 0.9722 | 0.97763 | 0.99151
TSO | - | 40 | 2020 | Summer | Vang, [º] | Expected | - | 0.99151 | 0.99151 | 0.99151 | 0.99151 | 0.99151 | 0.99151 | 0.99151 | 0.99151 | 0.99151 | 0.99151 | 0.99151 | 0.99151 | 0.99151 | 0.99151 | 0.99151 | 0.99151 | 0.99151 | 0.99151 | 0.99151 | 0.99151 | 0.99151 | 0.99151 | 0.99151 | 0.99151
TSO | - | 41 | 2020 | Summer | Vmag, [p.u.] | Expected | - | 1.0114 | 1.0184 | 1.0221 | 1.0246 | 1.0227 | 1.0298 | 1.0042 | 0.98588 | 0.99306 | 1.0049 | 0.9967 | 1.0046 | 1.0003 | 1.001 | 1.0046 | 1.0027 | 1.0072 | 1.0069 | 0.99353 | 0.9972 | 0.99543 | 0.99585 | 1.0008 | 1.0058
TSO | - | 41 | 2020 | Summer | Vang, [º] | Expected | - | 1.0058 | 1.0058 | 1.0058 | 1.0058 | 1.0058 | 1.0058 | 1.0058 | 1.0058 | 1.0058 | 1.0058 | 1.0058 | 1.0058 | 1.0058 | 1.0058 | 1.0058 | 1.0058 | 1.0058 | 1.0058 | 1.0058 | 1.0058 | 1.0058 | 1.0058 | 1.0058 | 1.0058
TSO | - | 42 | 2020 | Summer | Vmag, [p.u.] | Expected | - | 1.0049 | 1.013 | 1.0199 | 1.0218 | 1.0197 | 1.0271 | 0.99431 | 0.96254 | 0.96781 | 0.97689 | 0.97162 | 0.97465 | 0.96936 | 0.97038 | 0.97823 | 0.97978 | 0.98564 | 0.98635 | 0.97457 | 0.97514 | 0.97473 | 0.97518 | 0.98267 | 0.99464
TSO | - | 42 | 2020 | Summer | Vang, [º] | Expected | - | 0.99464 | 0.99464 | 0.99464 | 0.99464 | 0.99464 | 0.99464 | 0.99464 | 0.99464 | 0.99464 | 0.99464 | 0.99464 | 0.99464 | 0.99464 | 0.99464 | 0.99464 | 0.99464 | 0.99464 | 0.99464 | 0.99464 | 0.99464 | 0.99464 | 0.99464 | 0.99464 | 0.99464
TSO | - | 43 | 2020 | Summer | Vmag, [p.u.] | Expected | - | 0.99805 | 1.0044 | 1.0068 | 1.0089 | 1.0071 | 1.0133 | 0.99452 | 0.98868 | 0.99883 | 1.0119 | 1.001 | 1.0134 | 1.0116 | 1.0112 | 1.0119 | 1.0051 | 1.0104 | 1.0103 | 0.99428 | 0.99678 | 0.9946 | 0.9946 | 0.99508 | 0.99595
TSO | - | 43 | 2020 | Summer | Vang, [º] | Expected | - | 0.99595 | 0.99595 | 0.99595 | 0.99595 | 0.99595 | 0.99595 | 0.99595 | 0.99595 | 0.99595 | 0.99595 | 0.99595 | 0.99595 | 0.99595 | 0.99595 | 0.99595 | 0.99595 | 0.99595 | 0.99595 | 0.99595 | 0.99595 | 0.99595 | 0.99595 | 0.99595 | 0.99595
TSO | - | 44 | 2020 | Summer | Vmag, [p.u.] | Expected | - | 1.0072 | 1.01 | 1.0166 | 1.0216 | 1.021 | 1.0285 | 1.0092 | 0.98961 | 0.99536 | 1.0029 | 0.99544 | 1.0015 | 1.0029 | 1.0016 | 1.0052 | 1.0008 | 1.0021 | 1.0022 | 0.99337 | 0.99473 | 0.99346 | 0.99533 | 0.99777 | 1.0069
TSO | - | 44 | 2020 | Summer | Vang, [º] | Expected | - | 1.0069 | 1.0069 | 1.0069 | 1.0069 | 1.0069 | 1.0069 | 1.0069 | 1.0069 | 1.0069 | 1.0069 | 1.0069 | 1.0069 | 1.0069 | 1.0069 | 1.0069 | 1.0069 | 1.0069 | 1.0069 | 1.0069 | 1.0069 | 1.0069 | 1.0069 | 1.0069 | 1.0069
TSO | - | 45 | 2020 | Summer | Vmag, [p.u.] | Expected | - | 1.0191 | 1.0227 | 1.0269 | 1.029 | 1.0291 | 1.0342 | 1.0189 | 1.0065 | 1.0128 | 1.022 | 1.0153 | 1.0196 | 1.0209 | 1.0219 | 1.0252 | 1.0188 | 1.0221 | 1.0218 | 1.0118 | 1.0128 | 1.0111 | 1.0139 | 1.0144 | 1.0186
TSO | - | 45 | 2020 | Summer | Vang, [º] | Expected | - | 1.0186 | 1.0186 | 1.0186 | 1.0186 | 1.0186 | 1.0186 | 1.0186 | 1.0186 | 1.0186 | 1.0186 | 1.0186 | 1.0186 | 1.0186 | 1.0186 | 1.0186 | 1.0186 | 1.0186 | 1.0186 | 1.0186 | 1.0186 | 1.0186 | 1.0186 | 1.0186 | 1.0186
TSO | - | 46 | 2020 | Summer | Vmag, [p.u.] | Expected | - | 1.0098 | 1.0137 | 1.0188 | 1.0227 | 1.0222 | 1.0294 | 1.0123 | 0.99705 | 1.0073 | 1.0164 | 1.0058 | 1.0169 | 1.017 | 1.0166 | 1.0191 | 1.0127 | 1.0159 | 1.0159 | 1.0011 | 1.0021 | 1.0008 | 1.0025 | 1.002 | 1.0073
TSO | - | 46 | 2020 | Summer | Vang, [º] | Expected | - | 1.0073 | 1.0073 | 1.0073 | 1.0073 | 1.0073 | 1.0073 | 1.0073 | 1.0073 | 1.0073 | 1.0073 | 1.0073 | 1.0073 | 1.0073 | 1.0073 | 1.0073 | 1.0073 | 1.0073 | 1.0073 | 1.0073 | 1.0073 | 1.0073 | 1.0073 | 1.0073 | 1.0073
TSO | - | 47 | 2020 | Summer | Vmag, [p.u.] | Expected | - | 1.0096 | 1.0135 | 1.0205 | 1.0266 | 1.0255 | 1.0344 | 1.0137 | 0.99276 | 1.0008 | 1.0063 | 0.99655 | 1.007 | 1.0062 | 1.005 | 1.0082 | 1.0038 | 1.0062 | 1.0065 | 0.99424 | 0.9955 | 0.99413 | 0.99549 | 0.9961 | 1.0037
TSO | - | 47 | 2020 | Summer | Vang, [º] | Expected | - | 1.0037 | 1.0037 | 1.0037 | 1.0037 | 1.0037 | 1.0037 | 1.0037 | 1.0037 | 1.0037 | 1.0037 | 1.0037 | 1.0037 | 1.0037 | 1.0037 | 1.0037 | 1.0037 | 1.0037 | 1.0037 | 1.0037 | 1.0037 | 1.0037 | 1.0037 | 1.0037 | 1.0037
TSO | - | 48 | 2020 | Summer | Vmag, [p.u.] | Expected | - | 1.0067 | 1.0092 | 1.0167 | 1.023 | 1.0222 | 1.0307 | 1.0103 | 0.98905 | 0.99675 | 1.003 | 0.99396 | 1.0039 | 1.0038 | 1.0027 | 1.0061 | 1.0016 | 1.0036 | 1.0036 | 0.99159 | 0.99315 | 0.99207 | 0.99353 | 0.99471 | 1.0032
TSO | - | 48 | 2020 | Summer | Vang, [º] | Expected | - | 1.0032 | 1.0032 | 1.0032 | 1.0032 | 1.0032 | 1.0032 | 1.0032 | 1.0032 | 1.0032 | 1.0032 | 1.0032 | 1.0032 | 1.0032 | 1.0032 | 1.0032 | 1.0032 | 1.0032 | 1.0032 | 1.0032 | 1.0032 | 1.0032 | 1.0032 | 1.0032 | 1.0032
TSO | - | 49 | 2020 | Summer | Vmag, [p.u.] | Expected | - | 1.0018 | 0.99885 | 1.0084 | 1.0156 | 1.0154 | 1.023 | 1.0044 | 0.98337 | 0.9934 | 1.0024 | 0.99341 | 1.0056 | 1.0079 | 1.0069 | 1.0113 | 1.0058 | 1.0085 | 1.0074 | 0.98911 | 0.99164 | 0.99135 | 0.99316 | 0.99379 | 1.0003
TSO | - | 49 | 2020 | Summer | Vang, [º] | Expected | - | 1.0003 | 1.0003 | 1.0003 | 1.0003 | 1.0003 | 1.0003 | 1.0003 | 1.0003 | 1.0003 | 1.0003 | 1.0003 | 1.0003 | 1.0003 | 1.0003 | 1.0003 | 1.0003 | 1.0003 | 1.0003 | 1.0003 | 1.0003 | 1.0003 | 1.0003 | 1.0003 | 1.0003
TSO | - | 50 | 2020 | Summer | Vmag, [p.u.] | Expected | - | 0.99265 | 0.99575 | 1.0036 | 1.0075 | 1.0074 | 1.0157 | 0.99432 | 0.96458 | 0.97424 | 0.99233 | 0.97523 | 0.99029 | 0.993 | 0.99246 | 1.0067 | 0.99636 | 0.99925 | 0.99511 | 0.96973 | 0.97539 | 0.9757 | 0.97848 | 0.97955 | 0.98645
TSO | - | 50 | 2020 | Summer | Vang, [º] | Expected | - | 0.98645 | 0.98645 | 0.98645 | 0.98645 | 0.98645 | 0.98645 | 0.98645 | 0.98645 | 0.98645 | 0.98645 | 0.98645 | 0.98645 | 0.98645 | 0.98645 | 0.98645 | 0.98645 | 0.98645 | 0.98645 | 0.98645 | 0.98645 | 0.98645 | 0.98645 | 0.98645 | 0.98645
TSO | - | 51 | 2020 | Summer | Vmag, [p.u.] | Expected | - | 0.98802 | 0.99239 | 0.99665 | 0.99841 | 0.99817 | 1.0029 | 0.985 | 0.97058 | 0.99425 | 1.0154 | 0.9948 | 1.0168 | 1.0191 | 1.0189 | 1.0277 | 1.0141 | 1.0195 | 1.0186 | 0.98293 | 0.98454 | 0.98497 | 0.98631 | 0.98361 | 0.9857
TSO | - | 51 | 2020 | Summer | Vang, [º] | Expected | - | 0.9857 | 0.9857 | 0.9857 | 0.9857 | 0.9857 | 0.9857 | 0.9857 | 0.9857 | 0.9857 | 0.9857 | 0.9857 | 0.9857 | 0.9857 | 0.9857 | 0.9857 | 0.9857 | 0.9857 | 0.9857 | 0.9857 | 0.9857 | 0.9857 | 0.9857 | 0.9857 | 0.9857
TSO | - | 52 | 2020 | Summer | Vmag, [p.u.] | Expected | - | 0.97984 | 0.99269 | 0.99238 | 0.99496 | 0.99651 | 1.0043 | 0.97733 | 0.97137 | 0.96024 | 0.9635 | 0.962 | 0.95661 | 0.95831 | 0.96037 | 0.96274 | 0.95851 | 0.96529 | 0.96297 | 0.97324 | 0.97739 | 0.97387 | 0.96724 | 0.96284 | 0.96752
TSO | - | 52 | 2020 | Summer | Vang, [º] | Expected | - | 0.96752 | 0.96752 | 0.96752 | 0.96752 | 0.96752 | 0.96752 | 0.96752 | 0.96752 | 0.96752 | 0.96752 | 0.96752 | 0.96752 | 0.96752 | 0.96752 | 0.96752 | 0.96752 | 0.96752 | 0.96752 | 0.96752 | 0.96752 | 0.96752 | 0.96752 | 0.96752 | 0.96752
TSO | - | 53 | 2020 | Summer | Vmag, [p.u.] | Expected | - | 0.97393 | 0.98926 | 0.98759 | 0.99177 | 0.99353 | 1.0027 | 0.97245 | 0.95979 | 0.9488 | 0.95238 | 0.94961 | 0.94361 | 0.94584 | 0.94724 | 0.95001 | 0.94825 | 0.95536 | 0.9529 | 0.96167 | 0.9657 | 0.96216 | 0.95293 | 0.94739 | 0.95617
TSO | - | 53 | 2020 | Summer | Vang, [º] | Expected | - | 0.95617 | 0.95617 | 0.95617 | 0.95617 | 0.95617 | 0.95617 | 0.95617 | 0.95617 | 0.95617 | 0.95617 | 0.95617 | 0.95617 | 0.95617 | 0.95617 | 0.95617 | 0.95617 | 0.95617 | 0.95617 | 0.95617 | 0.95617 | 0.95617 | 0.95617 | 0.95617 | 0.95617
TSO | - | 54 | 2020 | Summer | Vmag, [p.u.] | Expected | - | 0.97892 | 0.99156 | 0.98874 | 0.9927 | 0.9915 | 0.99903 | 0.97744 | 0.97459 | 0.97011 | 0.97722 | 0.97149 | 0.97421 | 0.97454 | 0.97524 | 0.97577 | 0.97035 | 0.97627 | 0.97469 | 0.97713 | 0.9809 | 0.97782 | 0.97276 | 0.96834 | 0.97064
TSO | - | 54 | 2020 | Summer | Vang, [º] | Expected | - | 0.97064 | 0.97064 | 0.97064 | 0.97064 | 0.97064 | 0.97064 | 0.97064 | 0.97064 | 0.97064 | 0.97064 | 0.97064 | 0.97064 | 0.97064 | 0.97064 | 0.97064 | 0.97064 | 0.97064 | 0.97064 | 0.97064 | 0.97064 | 0.97064 | 0.97064 | 0.97064 | 0.97064
TSO | - | 55 | 2020 | Summer | Vmag, [p.u.] | Expected | - | 0.98674 | 0.99682 | 0.99308 | 0.99672 | 0.99287 | 0.99876 | 0.98522 | 0.99163 | 0.99331 | 1.0037 | 0.99515 | 1.0061 | 1.0047 | 1.0047 | 1.0031 | 0.9943 | 0.99907 | 0.99833 | 0.99473 | 0.99821 | 0.99563 | 0.99455 | 0.99121 | 0.98732
TSO | - | 55 | 2020 | Summer | Vang, [º] | Expected | - | 0.98732 | 0.98732 | 0.98732 | 0.98732 | 0.98732 | 0.98732 | 0.98732 | 0.98732 | 0.98732 | 0.98732 | 0.98732 | 0.98732 | 0.98732 | 0.98732 | 0.98732 | 0.98732 | 0.98732 | 0.98732 | 0.98732 | 0.98732 | 0.98732 | 0.98732 | 0.98732 | 0.98732
TSO | - | 56 | 2020 | Summer | Vmag, [p.u.] | Expected | - | 1.0014 | 1.0077 | 1.016 | 1.0194 | 1.018 | 1.0269 | 0.9954 | 0.96484 | 0.96879 | 0.97677 | 0.97019 | 0.97439 | 0.96926 | 0.96966 | 0.97645 | 0.97822 | 0.98225 | 0.98315 | 0.97229 | 0.97236 | 0.97272 | 0.97197 | 0.97923 | 0.99272
TSO | - | 56 | 2020 | Summer | Vang, [º] | Expected | - | 0.99272 | 0.99272 | 0.99272 | 0.99272 | 0.99272 | 0.99272 | 0.99272 | 0.99272 | 0.99272 | 0.99272 | 0.99272 | 0.99272 | 0.99272 | 0.99272 | 0.99272 | 0.99272 | 0.99272 | 0.99272 | 0.99272 | 0.99272 | 0.99272 | 0.99272 | 0.99272 | 0.99272
TSO | - | 57 | 2020 | Summer | Vmag, [p.u.] | Expected | - | 1.0015 | 1.0077 | 1.0169 | 1.0211 | 1.0199 | 1.03 | 0.99726 | 0.96538 | 0.96738 | 0.97425 | 0.96693 | 0.97095 | 0.96477 | 0.96512 | 0.97143 | 0.97445 | 0.9782 | 0.9795 | 0.97031 | 0.97042 | 0.97029 | 0.96931 | 0.97669 | 0.99201
TSO | - | 57 | 2020 | Summer | Vang, [º] | Expected | - | 0.99201 | 0.99201 | 0.99201 | 0.99201 | 0.99201 | 0.99201 | 0.99201 | 0.99201 | 0.99201 | 0.99201 | 0.99201 | 0.99201 | 0.99201 | 0.99201 | 0.99201 | 0.99201 | 0.99201 | 0.99201 | 0.99201 | 0.99201 | 0.99201 | 0.99201 | 0.99201 | 0.99201
DSO | 2 | 1 | 2020 | Summer | Vmag, [p.u.] | 0 | 0 | 0.97489 | 0.981 | 0.97842 | 0.97707 | 0.9764 | 0.97884 | 0.97509 | 0.96797 | 0.95503 | 0.95349 | 0.94084 | 0.9328 | 0.9351 | 0.93663 | 0.95333 | 0.9499 | 0.95964 | 0.96069 | 0.96149 | 0.97518 | 0.97676 | 0.97899 | 0.97692 | 0.96963
DSO | 2 | 1 | 2020 | Summer | Vang, [º] | 0 | 0 | -2.8786 | -2.6517 | -2.3811 | -2.4572 | -2.4288 | -2.4597 | -3.08 | -3.711 | -3.4167 | -1.2157 | 0.33638 | 0.91711 | 0.56832 | 0.97003 | -0.26025 | -1.1499 | -2.4291 | -3.6998 | -3.6836 | -3.7503 | -4.0444 | -4.0321 | -3.6256 | -3.153
DSO | 2 | 2 | 2020 | Summer | Vmag, [p.u.] | 0 | 0 | 0.96972 | 0.97638 | 0.97461 | 0.97331 | 0.97256 | 0.97497 | 0.96987 | 0.96068 | 0.94693 | 0.94593 | 0.93449 | 0.92594 | 0.92815 | 0.93 | 0.94667 | 0.94298 | 0.95238 | 0.95304 | 0.95408 | 0.96746 | 0.96832 | 0.97059 | 0.96965 | 0.96355
DSO | 2 | 2 | 2020 | Summer | Vang, [º] | 0 | 0 | -3.1201 | -2.8622 | -2.5837 | -2.6631 | -2.6355 | -2.6682 | -3.36 | -4.0458 | -3.7377 | -1.3988 | 0.26621 | 0.87339 | 0.51733 | 0.94133 | -0.38501 | -1.3225 | -2.6668 | -4.013 | -3.9903 | -4.0632 | -4.3907 | -4.3849 | -3.9382 | -3.4076
DSO | 2 | 3 | 2020 | Summer | Vmag, [p.u.] | 0 | 0 | 0.96242 | 0.96981 | 0.96911 | 0.96792 | 0.96706 | 0.96944 | 0.96236 | 0.95044 | 0.93549 | 0.93529 | 0.92548 | 0.91631 | 0.91837 | 0.92067 | 0.93716 | 0.93312 | 0.94197 | 0.94206 | 0.94348 | 0.95633 | 0.9563 | 0.95888 | 0.95956 | 0.95504
DSO | 2 | 3 | 2020 | Summer | Vang, [º] | 0 | 0 | -3.433 | -3.1374 | -2.8538 | -2.936 | -2.9127 | -2.9462 | -3.7325 | -4.4963 | -4.1943 | -1.6723 | 0.15786 | 0.8145 | 0.44366 | 0.89798 | -0.55944 | -1.5708 | -3.0176 | -4.4768 | -4.4441 | -4.5326 | -4.8946 | -4.8746 | -4.353 | -3.7448
DSO | 2 | 4 | 2020 | Summer | Vmag, [p.u.] | 0 | 0 | 0.95889 | 0.96664 | 0.96645 | 0.96535 | 0.96444 | 0.9668 | 0.95873 | 0.9454 | 0.92983 | 0.93002 | 0.92106 | 0.9116 | 0.91357 | 0.91611 | 0.9325 | 0.92829 | 0.93685 | 0.9366 | 0.93828 | 0.95087 | 0.95034 | 0.9531 | 0.9546 | 0.95087
DSO | 2 | 4 | 2020 | Summer | Vang, [º] | 0 | 0 | -3.5851 | -3.2703 | -2.9863 | -3.0683 | -3.0471 | -3.0814 | -3.9166 | -4.7216 | -4.4226 | -1.8032 | 0.11547 | 0.80049 | 0.42105 | 0.89167 | -0.63643 | -1.6868 | -3.1891 | -4.7109 | -4.6693 | -4.7664 | -5.1489 | -5.1205 | -4.5589 | -3.9106
DSO | 2 | 5 | 2020 | Summer | Vmag, [p.u.] | 0 | 0 | 0.951 | 0.95969 | 0.95987 | 0.95888 | 0.95782 | 0.96012 | 0.94956 | 0.93402 | 0.91731 | 0.9185 | 0.91165 | 0.90127 | 0.90303 | 0.90616 | 0.92252 | 0.91792 | 0.92584 | 0.92492 | 0.92737 | 0.93916 | 0.93722 | 0.94046 | 0.94413 | 0.94245
DSO | 2 | 5 | 2020 | Summer | Vang, [º] | 0 | 0 | -3.9283 | -3.5709 | -3.2696 | -3.3479 | -3.3328 | -3.3697 | -4.3219 | -5.2352 | -4.9306 | -2.0801 | 0.040381 | 0.78755 | 0.39017 | 0.89462 | -0.78427 | -1.9334 | -3.5643 | -5.2214 | -5.1516 | -5.2784 | -5.7218 | -5.6702 | -5.0191 | -4.2826
DSO | 2 | 6 | 2020 | Summer | Vmag, [p.u.] | 0 | 0 | 0.94998 | 0.95878 | 0.95896 | 0.95798 | 0.95691 | 0.95921 | 0.94861 | 0.93278 | 0.91597 | 0.91752 | 0.91089 | 0.90075 | 0.90248 | 0.90572 | 0.92188 | 0.91706 | 0.92477 | 0.9236 | 0.92605 | 0.93773 | 0.93554 | 0.93873 | 0.94263 | 0.94131
DSO | 2 | 6 | 2020 | Summer | Vang, [º] | 0 | 0 | -3.9785 | -3.6152 | -3.313 | -3.3913 | -3.3767 | -3.4133 | -4.3699 | -5.2986 | -4.9819 | -2.0595 | 0.10803 | 0.89236 | 0.48593 | 0.99996 | -0.7279 | -1.9115 | -3.5848 | -5.2858 | -5.2176 | -5.3489 | -5.8045 | -5.755 | -5.0927 | -4.339
DSO | 2 | 7 | 2020 | Summer | Vmag, [p.u.] | 0 | 0 | 0.94718 | 0.95631 | 0.9566 | 0.95559 | 0.95453 | 0.9568 | 0.94596 | 0.9297 | 0.913 | 0.91596 | 0.91018 | 0.9008 | 0.90227 | 0.90588 | 0.92121 | 0.9158 | 0.92263 | 0.92048 | 0.92285 | 0.93436 | 0.93169 | 0.9348 | 0.93909 | 0.93835
DSO | 2 | 7 | 2020 | Summer | Vang, [º] | 0 | 0 | -4.0399 | -3.6689 | -3.364 | -3.443 | -3.4281 | -3.4657 | -4.4308 | -5.3705 | -5.0223 | -1.9743 | 0.27276 | 1.1178 | 0.69469 | 1.222 | -0.59196 | -1.8286 | -3.5765 | -5.3526 | -5.2896 | -5.4237 | -5.8894 | -5.8409 | -5.1709 | -4.405
DSO | 2 | 8 | 2020 | Summer | Vmag, [p.u.] | 0 | 0 | 0.94236 | 0.95202 | 0.9525 | 0.95143 | 0.95041 | 0.95259 | 0.94143 | 0.92475 | 0.90864 | 0.91507 | 0.91129 | 0.90372 | 0.90462 | 0.909 | 0.92214 | 0.91508 | 0.91976 | 0.9153 | 0.91747 | 0.92887 | 0.92539 | 0.92833 | 0.93315 | 0.93344
DSO | 2 | 8 | 2020 | Summer | Vang, [º] | 0 | 0 | -4.0703 | -3.6958 | -3.3886 | -3.4682 | -3.4531 | -3.4916 | -4.464 | -5.4076 | -5.0019 | -1.7675 | 0.59821 | 1.53 | 1.0841 | 1.6246 | -0.3203 | -1.6366 | -3.4948 | -5.3797 | -5.3239 | -5.4585 | -5.9282 | -5.8797 | -5.2082 | -4.4368
DSO | 2 | 9 | 2020 | Summer | Vmag, [p.u.] | 0 | 0 | 0.97021 | 0.97692 | 0.97521 | 0.97391 | 0.97317 | 0.97555 | 0.97062 | 0.96124 | 0.94778 | 0.94675 | 0.93534 | 0.92663 | 0.9289 | 0.93074 | 0.94758 | 0.94396 | 0.95353 | 0.95425 | 0.95534 | 0.9689 | 0.96944 | 0.97118 | 0.96999 | 0.96398
DSO | 2 | 9 | 2020 | Summer | Vang, [º] | 0 | 0 | -3.1522 | -2.8866 | -2.602 | -2.6823 | -2.6492 | -2.6846 | -3.3893 | -4.0724 | -3.7289 | -1.369 | 0.28828 | 0.88199 | 0.53094 | 0.95753 | -0.38136 | -1.3099 | -2.6419 | -3.9838 | -3.9578 | -4.0235 | -4.3698 | -4.3903 | -3.967 | -3.4309
DSO | 2 | 20 | 2020 | Summer | Vmag, [p.u.] | 0 | 0 | 0.96582 | 0.97269 | 0.97141 | 0.9684 | 0.96885 | 0.97271 | 0.96779 | 0.95826 | 0.94668 | 0.95459 | 0.94824 | 0.94271 | 0.94308 | 0.94628 | 0.95962 | 0.95178 | 0.95534 | 0.94998 | 0.95028 | 0.96223 | 0.96267 | 0.96564 | 0.9657 | 0.95959
DSO | 2 | 20 | 2020 | Summer | Vang, [º] | 0 | 0 | -3.506 | -3.2935 | -2.9379 | -3.0013 | -2.9828 | -3.0847 | -3.7704 | -4.46 | -3.9725 | -0.93001 | 1.0935 | 1.9913 | 1.4668 | 2.0168 | 0.2952 | -0.9343 | -2.7352 | -4.4673 | -4.4623 | -4.4854 | -4.7969 | -4.7791 | -4.3518 | -3.8519
DSO | 2 | 21 | 2020 | Summer | Vmag, [p.u.] | 0 | 0 | 0.95917 | 0.96652 | 0.9662 | 0.96191 | 0.9633 | 0.96829 | 0.96199 | 0.95113 | 0.94109 | 0.95684 | 0.95544 | 0.95204 | 0.9509 | 0.95522 | 0.96509 | 0.95383 | 0.9526 | 0.94239 | 0.9423 | 0.95283 | 0.95281 | 0.95672 | 0.95811 | 0.95253
DSO | 2 | 21 | 2020 | Summer | Vang, [º] | 0 | 0 | -3.7922 | -3.6089 | -3.1923 | -3.2442 | -3.2379 | -3.3925 | -4.1004 | -4.8425 | -4.1919 | -0.51742 | 1.8857 | 3.0271 | 2.3761 | 3.0109 | 0.92908 | -0.56032 | -2.7606 | -4.8537 | -4.8552 | -4.8394 | -5.1491 | -5.1357 | -4.7016 | -4.2049
DSO | 2 | 22 | 2020 | Summer | Vmag, [p.u.] | 0 | 0 | 0.95821 | 0.96562 | 0.96533 | 0.96104 | 0.96242 | 0.96748 | 0.96108 | 0.94986 | 0.94115 | 0.96086 | 0.96195 | 0.96012 | 0.95825 | 0.96305 | 0.97038 | 0.95737 | 0.95398 | 0.94123 | 0.94099 | 0.95155 | 0.95155 | 0.95545 | 0.95691 | 0.95143
DSO | 2 | 22 | 2020 | Summer | Vang, [º] | 0 | 0 | -3.8181 | -3.6298 | -3.2108 | -3.2627 | -3.2572 | -3.4159 | -4.1331 | -4.878 | -4.1133 | -0.12304 | 2.4785 | 3.7555 | 3.0476 | 3.7197 | 1.4279 | -0.19215 | -2.5819 | -4.8809 | -4.8948 | -4.8787 | -5.1882 | -5.1747 | -4.7378 | -4.2335
DSO | 2 | 23 | 2020 | Summer | Vmag, [p.u.] | 0 | 0 | 0.94958 | 0.95753 | 0.95884 | 0.95218 | 0.95532 | 0.96224 | 0.95375 | 0.94126 | 0.93313 | 0.95972 | 0.96542 | 0.96491 | 0.96153 | 0.96758 | 0.9728 | 0.95662 | 0.9485 | 0.9318 | 0.9312 | 0.93912 | 0.93832 | 0.94398 | 0.94749 | 0.94259
DSO | 2 | 23 | 2020 | Summer | Vang, [º] | 0 | 0 | -4.2614 | -4.1382 | -3.614 | -3.6476 | -3.6646 | -3.9067 | -4.6396 | -5.4713 | -4.6115 | -0.066275 | 2.8329 | 4.291 | 3.4717 | 4.2189 | 1.684 | -0.15291 | -2.9065 | -5.487 | -5.4888 | -5.401 | -5.7062 | -5.7014 | -5.2583 | -4.7839
DSO | 2 | 24 | 2020 | Summer | Vmag, [p.u.] | 0 | 0 | 0.94732 | 0.95535 | 0.95689 | 0.95012 | 0.95326 | 0.9602 | 0.9516 | 0.93877 | 0.93136 | 0.96072 | 0.96797 | 0.96835 | 0.9645 | 0.97089 | 0.97469 | 0.95735 | 0.94768 | 0.92951 | 0.92862 | 0.93656 | 0.93588 | 0.94151 | 0.94517 | 0.94042
DSO | 2 | 24 | 2020 | Summer | Vang, [º] | 0 | 0 | -4.3089 | -4.1867 | -3.6677 | -3.6948 | -3.7102 | -3.954 | -4.6818 | -5.5304 | -4.6105 | 0.14007 | 3.1551 | 4.6952 | 3.8378 | 4.6103 | 1.961 | 0.042976 | -2.8317 | -5.5434 | -5.5376 | -5.4463 | -5.7571 | -5.7479 | -5.2994 | -4.8287
DSO | 2 | 25 | 2020 | Summer | Vmag, [p.u.] | 0 | 0 | 0.9473 | 0.95658 | 0.95696 | 0.94986 | 0.95402 | 0.96247 | 0.95327 | 0.93967 | 0.93315 | 0.96625 | 0.97613 | 0.97764 | 0.97299 | 0.98011 | 0.9826 | 0.96362 | 0.9514 | 0.93032 | 0.929 | 0.93505 | 0.93344 | 0.94042 | 0.9455 | 0.94147
DSO | 2 | 25 | 2020 | Summer | Vang, [º] | 0 | 0 | -4.548 | -4.4606 | -3.8762 | -3.8664 | -3.9199 | -4.2456 | -4.9843 | -5.8794 | -4.8801 | 0.18056 | 3.3613 | 5.0029 | 4.0965 | 4.9032 | 2.1078 | 0.072009 | -3.0042 | -5.8788 | -5.9021 | -5.7423 | -6.0341 | -6.0498 | -5.6096 | -5.1413
DSO | 2 | 26 | 2020 | Summer | Vmag, [p.u.] | 0 | 0 | 0.9472 | 0.95648 | 0.95702 | 0.94974 | 0.9539 | 0.96234 | 0.95315 | 0.93956 | 0.93375 | 0.96874 | 0.9798 | 0.98211 | 0.97709 | 0.98447 | 0.98582 | 0.96593 | 0.95259 | 0.93027 | 0.92886 | 0.93486 | 0.93326 | 0.94025 | 0.94532 | 0.94128
DSO | 2 | 26 | 2020 | Summer | Vang, [º] | 0 | 0 | -4.5594 | -4.4709 | -3.8929 | -3.8755 | -3.9287 | -4.2538 | -4.9995 | -5.9013 | -4.8502 | 0.35399 | 3.6181 | 5.316 | 4.3874 | 5.2095 | 2.3234 | 0.23627 | -2.9217 | -5.889 | -5.9183 | -5.7584 | -6.0515 | -6.0652 | -5.6217 | -5.1496
DSO | 2 | 50 | 2020 | Summer | Vmag, [p.u.] | 0 | 0 | 1.041 | 1.048 | 1.0473 | 1.0447 | 1.0452 | 1.0484 | 1.0415 | 1.0306 | 1.0199 | 1.0281 | 1.0223 | 1.0157 | 1.0167 | 1.0196 | 1.0321 | 1.0259 | 1.0293 | 1.0232 | 1.0239 | 1.0341 | 1.0332 | 1.0367 | 1.0386 | 1.0348
DSO | 2 | 50 | 2020 | Summer | Vang, [º] | 0 | 0 | -0.097362 | -0.085896 | -0.071271 | -0.075967 | -0.073634 | -0.073621 | -0.10452 | -0.13935 | -0.12634 | -0.023391 | 0.048451 | 0.07307 | 0.057528 | 0.075381 | 0.021611 | -0.018168 | -0.078095 | -0.14011 | -0.13921 | -0.14718 | -0.16416 | -0.16212 | -0.13766 | -0.1116
DSO | 2 | 51 | 2020 | Summer | Vmag, [p.u.] | 0 | 0 | 1.0467 | 1.054 | 1.0537 | 1.0509 | 1.0514 | 1.0549 | 1.0475 | 1.0357 | 1.025 | 1.0338 | 1.0288 | 1.0221 | 1.023 | 1.026 | 1.0385 | 1.0319 | 1.0349 | 1.0281 | 1.0289 | 1.0385 | 1.0373 | 1.0409 | 1.0435 | 1.0402
DSO | 2 | 51 | 2020 | Summer | Vang, [º] | 0 | 0 | 0 | 0 | 0 | 0 | 0 | 0 | 0 | 0 | 0 | 0 | 0 | 0 | 0 | 0 | 0 | 0 | 0 | 0 | 0 | 0 | 0 | 0 | 0 | 0
DSO | 2 | 1 | 2020 | Summer | Vmag, [p.u.] | Expected | - | 0.97489 | 0.981 | 0.97842 | 0.97707 | 0.9764 | 0.97884 | 0.97509 | 0.96797 | 0.95503 | 0.95349 | 0.94084 | 0.9328 | 0.9351 | 0.93663 | 0.95333 | 0.9499 | 0.95964 | 0.96069 | 0.96149 | 0.97518 | 0.97676 | 0.97899 | 0.97692 | 0.96963
DSO | 2 | 1 | 2020 | Summer | Vang, [º] | Expected | - | 0.96963 | 0.96963 | 0.96963 | 0.96963 | 0.96963 | 0.96963 | 0.96963 | 0.96963 | 0.96963 | 0.96963 | 0.96963 | 0.96963 | 0.96963 | 0.96963 | 0.96963 | 0.96963 | 0.96963 | 0.96963 | 0.96963 | 0.96963 | 0.96963 | 0.96963 | 0.96963 | 0.96963
DSO | 2 | 2 | 2020 | Summer | Vmag, [p.u.] | Expected | - | 0.96972 | 0.97638 | 0.97461 | 0.97331 | 0.97256 | 0.97497 | 0.96987 | 0.96068 | 0.94693 | 0.94593 | 0.93449 | 0.92594 | 0.92815 | 0.93 | 0.94667 | 0.94298 | 0.95238 | 0.95304 | 0.95408 | 0.96746 | 0.96832 | 0.97059 | 0.96965 | 0.96355
DSO | 2 | 2 | 2020 | Summer | Vang, [º] | Expected | - | 0.96355 | 0.96355 | 0.96355 | 0.96355 | 0.96355 | 0.96355 | 0.96355 | 0.96355 | 0.96355 | 0.96355 | 0.96355 | 0.96355 | 0.96355 | 0.96355 | 0.96355 | 0.96355 | 0.96355 | 0.96355 | 0.96355 | 0.96355 | 0.96355 | 0.96355 | 0.96355 | 0.96355
DSO | 2 | 3 | 2020 | Summer | Vmag, [p.u.] | Expected | - | 0.96242 | 0.96981 | 0.96911 | 0.96792 | 0.96706 | 0.96944 | 0.96236 | 0.95044 | 0.93549 | 0.93529 | 0.92548 | 0.91631 | 0.91837 | 0.92067 | 0.93716 | 0.93312 | 0.94197 | 0.94206 | 0.94348 | 0.95633 | 0.9563 | 0.95888 | 0.95956 | 0.95504
DSO | 2 | 3 | 2020 | Summer | Vang, [º] | Expected | - | 0.95504 | 0.95504 | 0.95504 | 0.95504 | 0.95504 | 0.95504 | 0.95504 | 0.95504 | 0.95504 | 0.95504 | 0.95504 | 0.95504 | 0.95504 | 0.95504 | 0.95504 | 0.95504 | 0.95504 | 0.95504 | 0.95504 | 0.95504 | 0.95504 | 0.95504 | 0.95504 | 0.95504
DSO | 2 | 4 | 2020 | Summer | Vmag, [p.u.] | Expected | - | 0.95889 | 0.96664 | 0.96645 | 0.96535 | 0.96444 | 0.9668 | 0.95873 | 0.9454 | 0.92983 | 0.93002 | 0.92106 | 0.9116 | 0.91357 | 0.91611 | 0.9325 | 0.92829 | 0.93685 | 0.9366 | 0.93828 | 0.95087 | 0.95034 | 0.9531 | 0.9546 | 0.95087
DSO | 2 | 4 | 2020 | Summer | Vang, [º] | Expected | - | 0.95087 | 0.95087 | 0.95087 | 0.95087 | 0.95087 | 0.95087 | 0.95087 | 0.95087 | 0.95087 | 0.95087 | 0.95087 | 0.95087 | 0.95087 | 0.95087 | 0.95087 | 0.95087 | 0.95087 | 0.95087 | 0.95087 | 0.95087 | 0.95087 | 0.95087 | 0.95087 | 0.95087
DSO | 2 | 5 | 2020 | Summer | Vmag, [p.u.] | Expected | - | 0.951 | 0.95969 | 0.95987 | 0.95888 | 0.95782 | 0.96012 | 0.94956 | 0.93402 | 0.91731 | 0.9185 | 0.91165 | 0.90127 | 0.90303 | 0.90616 | 0.92252 | 0.91792 | 0.92584 | 0.92492 | 0.92737 | 0.93916 | 0.93722 | 0.94046 | 0.94413 | 0.94245
DSO | 2 | 5 | 2020 | Summer | Vang, [º] | Expected | - | 0.94245 | 0.94245 | 0.94245 | 0.94245 | 0.94245 | 0.94245 | 0.94245 | 0.94245 | 0.94245 | 0.94245 | 0.94245 | 0.94245 | 0.94245 | 0.94245 | 0.94245 | 0.94245 | 0.94245 | 0.94245 | 0.94245 | 0.94245 | 0.94245 | 0.94245 | 0.94245 | 0.94245
DSO | 2 | 6 | 2020 | Summer | Vmag, [p.u.] | Expected | - | 0.94998 | 0.95878 | 0.95896 | 0.95798 | 0.95691 | 0.95921 | 0.94861 | 0.93278 | 0.91597 | 0.91752 | 0.91089 | 0.90075 | 0.90248 | 0.90572 | 0.92188 | 0.91706 | 0.92477 | 0.9236 | 0.92605 | 0.93773 | 0.93554 | 0.93873 | 0.94263 | 0.94131
DSO | 2 | 6 | 2020 | Summer | Vang, [º] | Expected | - | 0.94131 | 0.94131 | 0.94131 | 0.94131 | 0.94131 | 0.94131 | 0.94131 | 0.94131 | 0.94131 | 0.94131 | 0.94131 | 0.94131 | 0.94131 | 0.94131 | 0.94131 | 0.94131 | 0.94131 | 0.94131 | 0.94131 | 0.94131 | 0.94131 | 0.94131 | 0.94131 | 0.94131
DSO | 2 | 7 | 2020 | Summer | Vmag, [p.u.] | Expected | - | 0.94718 | 0.95631 | 0.9566 | 0.95559 | 0.95453 | 0.9568 | 0.94596 | 0.9297 | 0.913 | 0.91596 | 0.91018 | 0.9008 | 0.90227 | 0.90588 | 0.92121 | 0.9158 | 0.92263 | 0.92048 | 0.92285 | 0.93436 | 0.93169 | 0.9348 | 0.93909 | 0.93835
DSO | 2 | 7 | 2020 | Summer | Vang, [º] | Expected | - | 0.93835 | 0.93835 | 0.93835 | 0.93835 | 0.93835 | 0.93835 | 0.93835 | 0.93835 | 0.93835 | 0.93835 | 0.93835 | 0.93835 | 0.93835 | 0.93835 | 0.93835 | 0.93835 | 0.93835 | 0.93835 | 0.93835 | 0.93835 | 0.93835 | 0.93835 | 0.93835 | 0.93835
DSO | 2 | 8 | 2020 | Summer | Vmag, [p.u.] | Expected | - | 0.94236 | 0.95202 | 0.9525 | 0.95143 | 0.95041 | 0.95259 | 0.94143 | 0.92475 | 0.90864 | 0.91507 | 0.91129 | 0.90372 | 0.90462 | 0.909 | 0.92214 | 0.91508 | 0.91976 | 0.9153 | 0.91747 | 0.92887 | 0.92539 | 0.92833 | 0.93315 | 0.93344
DSO | 2 | 8 | 2020 | Summer | Vang, [º] | Expected | - | 0.93344 | 0.93344 | 0.93344 | 0.93344 | 0.93344 | 0.93344 | 0.93344 | 0.93344 | 0.93344 | 0.93344 | 0.93344 | 0.93344 | 0.93344 | 0.93344 | 0.93344 | 0.93344 | 0.93344 | 0.93344 | 0.93344 | 0.93344 | 0.93344 | 0.93344 | 0.93344 | 0.93344
DSO | 2 | 9 | 2020 | Summer | Vmag, [p.u.] | Expected | - | 0.97021 | 0.97692 | 0.97521 | 0.97391 | 0.97317 | 0.97555 | 0.97062 | 0.96124 | 0.94778 | 0.94675 | 0.93534 | 0.92663 | 0.9289 | 0.93074 | 0.94758 | 0.94396 | 0.95353 | 0.95425 | 0.95534 | 0.9689 | 0.96944 | 0.97118 | 0.96999 | 0.96398
DSO | 2 | 9 | 2020 | Summer | Vang, [º] | Expected | - | 0.96398 | 0.96398 | 0.96398 | 0.96398 | 0.96398 | 0.96398 | 0.96398 | 0.96398 | 0.96398 | 0.96398 | 0.96398 | 0.96398 | 0.96398 | 0.96398 | 0.96398 | 0.96398 | 0.96398 | 0.96398 | 0.96398 | 0.96398 | 0.96398 | 0.96398 | 0.96398 | 0.96398
DSO | 2 | 20 | 2020 | Summer | Vmag, [p.u.] | Expected | - | 0.96582 | 0.97269 | 0.97141 | 0.9684 | 0.96885 | 0.97271 | 0.96779 | 0.95826 | 0.94668 | 0.95459 | 0.94824 | 0.94271 | 0.94308 | 0.94628 | 0.95962 | 0.95178 | 0.95534 | 0.94998 | 0.95028 | 0.96223 | 0.96267 | 0.96564 | 0.9657 | 0.95959
DSO | 2 | 20 | 2020 | Summer | Vang, [º] | Expected | - | 0.95959 | 0.95959 | 0.95959 | 0.95959 | 0.95959 | 0.95959 | 0.95959 | 0.95959 | 0.95959 | 0.95959 | 0.95959 | 0.95959 | 0.95959 | 0.95959 | 0.95959 | 0.95959 | 0.95959 | 0.95959 | 0.95959 | 0.95959 | 0.95959 | 0.95959 | 0.95959 | 0.95959
DSO | 2 | 21 | 2020 | Summer | Vmag, [p.u.] | Expected | - | 0.95917 | 0.96652 | 0.9662 | 0.96191 | 0.9633 | 0.96829 | 0.96199 | 0.95113 | 0.94109 | 0.95684 | 0.95544 | 0.95204 | 0.9509 | 0.95522 | 0.96509 | 0.95383 | 0.9526 | 0.94239 | 0.9423 | 0.95283 | 0.95281 | 0.95672 | 0.95811 | 0.95253
DSO | 2 | 21 | 2020 | Summer | Vang, [º] | Expected | - | 0.95253 | 0.95253 | 0.95253 | 0.95253 | 0.95253 | 0.95253 | 0.95253 | 0.95253 | 0.95253 | 0.95253 | 0.95253 | 0.95253 | 0.95253 | 0.95253 | 0.95253 | 0.95253 | 0.95253 | 0.95253 | 0.95253 | 0.95253 | 0.95253 | 0.95253 | 0.95253 | 0.95253
DSO | 2 | 22 | 2020 | Summer | Vmag, [p.u.] | Expected | - | 0.95821 | 0.96562 | 0.96533 | 0.96104 | 0.96242 | 0.96748 | 0.96108 | 0.94986 | 0.94115 | 0.96086 | 0.96195 | 0.96012 | 0.95825 | 0.96305 | 0.97038 | 0.95737 | 0.95398 | 0.94123 | 0.94099 | 0.95155 | 0.95155 | 0.95545 | 0.95691 | 0.95143
DSO | 2 | 22 | 2020 | Summer | Vang, [º] | Expected | - | 0.95143 | 0.95143 | 0.95143 | 0.95143 | 0.95143 | 0.95143 | 0.95143 | 0.95143 | 0.95143 | 0.95143 | 0.95143 | 0.95143 | 0.95143 | 0.95143 | 0.95143 | 0.95143 | 0.95143 | 0.95143 | 0.95143 | 0.95143 | 0.95143 | 0.95143 | 0.95143 | 0.95143
DSO | 2 | 23 | 2020 | Summer | Vmag, [p.u.] | Expected | - | 0.94958 | 0.95753 | 0.95884 | 0.95218 | 0.95532 | 0.96224 | 0.95375 | 0.94126 | 0.93313 | 0.95972 | 0.96542 | 0.96491 | 0.96153 | 0.96758 | 0.9728 | 0.95662 | 0.9485 | 0.9318 | 0.9312 | 0.93912 | 0.93832 | 0.94398 | 0.94749 | 0.94259
DSO | 2 | 23 | 2020 | Summer | Vang, [º] | Expected | - | 0.94259 | 0.94259 | 0.94259 | 0.94259 | 0.94259 | 0.94259 | 0.94259 | 0.94259 | 0.94259 | 0.94259 | 0.94259 | 0.94259 | 0.94259 | 0.94259 | 0.94259 | 0.94259 | 0.94259 | 0.94259 | 0.94259 | 0.94259 | 0.94259 | 0.94259 | 0.94259 | 0.94259
DSO | 2 | 24 | 2020 | Summer | Vmag, [p.u.] | Expected | - | 0.94732 | 0.95535 | 0.95689 | 0.95012 | 0.95326 | 0.9602 | 0.9516 | 0.93877 | 0.93136 | 0.96072 | 0.96797 | 0.96835 | 0.9645 | 0.97089 | 0.97469 | 0.95735 | 0.94768 | 0.92951 | 0.92862 | 0.93656 | 0.93588 | 0.94151 | 0.94517 | 0.94042
DSO | 2 | 24 | 2020 | Summer | Vang, [º] | Expected | - | 0.94042 | 0.94042 | 0.94042 | 0.94042 | 0.94042 | 0.94042 | 0.94042 | 0.94042 | 0.94042 | 0.94042 | 0.94042 | 0.94042 | 0.94042 | 0.94042 | 0.94042 | 0.94042 | 0.94042 | 0.94042 | 0.94042 | 0.94042 | 0.94042 | 0.94042 | 0.94042 | 0.94042
DSO | 2 | 25 | 2020 | Summer | Vmag, [p.u.] | Expected | - | 0.9473 | 0.95658 | 0.95696 | 0.94986 | 0.95402 | 0.96247 | 0.95327 | 0.93967 | 0.93315 | 0.96625 | 0.97613 | 0.97764 | 0.97299 | 0.98011 | 0.9826 | 0.96362 | 0.9514 | 0.93032 | 0.929 | 0.93505 | 0.93344 | 0.94042 | 0.9455 | 0.94147
DSO | 2 | 25 | 2020 | Summer | Vang, [º] | Expected | - | 0.94147 | 0.94147 | 0.94147 | 0.94147 | 0.94147 | 0.94147 | 0.94147 | 0.94147 | 0.94147 | 0.94147 | 0.94147 | 0.94147 | 0.94147 | 0.94147 | 0.94147 | 0.94147 | 0.94147 | 0.94147 | 0.94147 | 0.94147 | 0.94147 | 0.94147 | 0.94147 | 0.94147
DSO | 2 | 26 | 2020 | Summer | Vmag, [p.u.] | Expected | - | 0.9472 | 0.95648 | 0.95702 | 0.94974 | 0.9539 | 0.96234 | 0.95315 | 0.93956 | 0.93375 | 0.96874 | 0.9798 | 0.98211 | 0.97709 | 0.98447 | 0.98582 | 0.96593 | 0.95259 | 0.93027 | 0.92886 | 0.93486 | 0.93326 | 0.94025 | 0.94532 | 0.94128
DSO | 2 | 26 | 2020 | Summer | Vang, [º] | Expected | - | 0.94128 | 0.94128 | 0.94128 | 0.94128 | 0.94128 | 0.94128 | 0.94128 | 0.94128 | 0.94128 | 0.94128 | 0.94128 | 0.94128 | 0.94128 | 0.94128 | 0.94128 | 0.94128 | 0.94128 | 0.94128 | 0.94128 | 0.94128 | 0.94128 | 0.94128 | 0.94128 | 0.94128
DSO | 2 | 50 | 2020 | Summer | Vmag, [p.u.] | Expected | - | 1.041 | 1.048 | 1.0473 | 1.0447 | 1.0452 | 1.0484 | 1.0415 | 1.0306 | 1.0199 | 1.0281 | 1.0223 | 1.0157 | 1.0167 | 1.0196 | 1.0321 | 1.0259 | 1.0293 | 1.0232 | 1.0239 | 1.0341 | 1.0332 | 1.0367 | 1.0386 | 1.0348
DSO | 2 | 50 | 2020 | Summer | Vang, [º] | Expected | - | 1.0348 | 1.0348 | 1.0348 | 1.0348 | 1.0348 | 1.0348 | 1.0348 | 1.0348 | 1.0348 | 1.0348 | 1.0348 | 1.0348 | 1.0348 | 1.0348 | 1.0348 | 1.0348 | 1.0348 | 1.0348 | 1.0348 | 1.0348 | 1.0348 | 1.0348 | 1.0348 | 1.0348
DSO | 2 | 51 | 2020 | Summer | Vmag, [p.u.] | Expected | - | 1.0467 | 1.054 | 1.0537 | 1.0509 | 1.0514 | 1.0549 | 1.0475 | 1.0357 | 1.025 | 1.0338 | 1.0288 | 1.0221 | 1.023 | 1.026 | 1.0385 | 1.0319 | 1.0349 | 1.0281 | 1.0289 | 1.0385 | 1.0373 | 1.0409 | 1.0435 | 1.0402
DSO | 2 | 51 | 2020 | Summer | Vang, [º] | Expected | - | 1.0402 | 1.0402 | 1.0402 | 1.0402 | 1.0402 | 1.0402 | 1.0402 | 1.0402 | 1.0402 | 1.0402 | 1.0402 | 1.0402 | 1.0402 | 1.0402 | 1.0402 | 1.0402 | 1.0402 | 1.0402 | 1.0402 | 1.0402 | 1.0402 | 1.0402 | 1.0402 | 1.0402

## Consumption
Operator | Connection Node ID | Network Node ID | Year | Day | Quantity | Market Scenario | Operation Scenario | 0 | 1 | 2 | 3 | 4 | 5 | 6 | 7 | 8 | 9 | 10 | 11 | 12 | 13 | 14 | 15 | 16 | 17 | 18 | 19 | 20 | 21 | 22 | 23
TSO | - | 1 | 2020 | Summer | Pc, [MW] | 0 | 0 | 5.1562 | 55 | 27.5 | 4.2969 | 4.2969 | 5.1562 | 3.4375 | 1.7188 | 3.4375 | 32.6562 | 2.5781 | 6.875 | 3.4375 | 4.2969 | 15.4688 | 4.2969 | 3.4375 | 3.4375 | 10.3125 | 1.7188 | 3.4375 | 1.7188 | 3.4375 | 1.7188
TSO | - | 1 | 2020 | Summer | Flex Up, [MW] | 0 | 0 | 0.24327 | 2.5198 | 1.0569 | 0.17068 | 0.17018 | 0.22172 | 0.25656 | 0.14293 | 0.26351 | 1.9825 | 0.16186 | 0.39623 | 0.27601 | 0.33698 | 0.84646 | 0.21455 | 0.17407 | 0.20062 | 0.53252 | 0.090428 | 0.17159 | 0.077767 | 0.17838 | 0.089173
TSO | - | 1 | 2020 | Summer | Flex Down, [MW] | 0 | 0 | 0.24327 | 2.5198 | 1.0569 | 0.17068 | 0.17018 | 0.22172 | 0.25656 | 0.14293 | 0.26351 | 1.9825 | 0.16186 | 0.39623 | 0.27601 | 0.33698 | 0.84646 | 0.21455 | 0.17407 | 0.20062 | 0.53252 | 0.090428 | 0.17159 | 0.077767 | 0.17838 | 0.089173
TSO | - | 1 | 2020 | Summer | Pc_net, [MW] | 0 | 0 | 5.1562 | 55 | 27.5 | 4.2969 | 4.2969 | 5.1562 | 3.4375 | 1.7188 | 3.4375 | 32.6562 | 2.5781 | 6.875 | 3.4375 | 4.2969 | 15.4688 | 4.2969 | 3.4375 | 3.4375 | 10.3125 | 1.7188 | 3.4375 | 1.7188 | 3.4375 | 1.7188
TSO | - | 1 | 2020 | Summer | Qc, [MVAr] | 0 | 0 | 2.3182 | 17 | 9.2727 | 2.3182 | 1.1591 | 2.3182 | 2.3182 | 3.8636 | 3.8636 | 12.75 | 2.7045 | 5.7955 | 2.3182 | 3.8636 | 10.4318 | 3.4773 | 2.7045 | 2.3182 | 0 | 1.5455 | 1.5455 | 3.0909 | 0 | 0
TSO | - | 2 | 2020 | Summer | Pc, [MW] | 0 | 0 | 7.7545 | 7.3126 | 6.6642 | 6.8058 | 6.7487 | 6.8718 | 8.2487 | 9.5784 | 8.692 | 3.6894 | 0.2238 | -1.0812 | -0.32762 | -1.206 | 1.5662 | 3.5577 | 6.524 | 9.4179 | 9.3925 | 9.7543 | 10.4721 | 10.5048 | 9.5242 | 8.3131
TSO | - | 2 | 2020 | Summer | Flex Up, [MW] | 0 | 0 | 0 | 0 | 0 | 0 | 0 | 0 | 0 | 0 | 0 | 0 | 0 | 0 | 0 | 0 | 0 | 0 | 0 | 0 | 0 | 0 | 0 | 0 | 0 | 0
TSO | - | 2 | 2020 | Summer | Flex Down, [MW] | 0 | 0 | 0 | 0 | 0 | 0 | 0 | 0 | 0 | 0 | 0 | 0 | 0 | 0 | 0 | 0 | 0 | 0 | 0 | 0 | 0 | 0 | 0 | 0 | 0 | 0
TSO | - | 2 | 2020 | Summer | Pc_net, [MW] | 0 | 0 | 7.7545 | 7.3126 | 6.6642 | 6.8058 | 6.7487 | 6.8718 | 8.2487 | 9.5784 | 8.692 | 3.6894 | 0.2238 | -1.0812 | -0.32762 | -1.206 | 1.5662 | 3.5577 | 6.524 | 9.4179 | 9.3925 | 9.7543 | 10.4721 | 10.5048 | 9.5242 | 8.3131
TSO | - | 2 | 2020 | Summer | Qc, [MVAr] | 0 | 0 | 16.3199 | 17.1923 | 18.3955 | 17.7112 | 18.186 | 18.8578 | 16.9471 | 13.9749 | 13.6991 | 16.7046 | 19.3271 | 19.0418 | 18.6312 | 19.2272 | 18.8607 | 17.7638 | 15.8458 | 13.3443 | 13.4269 | 11.9396 | 10.6325 | 11.2087 | 13.4521 | 15.2621
TSO | - | 3 | 2020 | Summer | Pc, [MW] | 0 | 0 | 27.7948 | 27.5818 | 25.3455 | 26.7299 | 24.174 | 26.8364 | 33.226 | 40.4675 | 39.4026 | 41 | 38.2312 | 40.361 | 39.7221 | 40.574 | 39.7221 | 35.5688 | 36.2078 | 35.7818 | 35.8883 | 37.3792 | 36.4208 | 36.5273 | 32.9065 | 31.8416
TSO | - | 3 | 2020 | Summer | Flex Up, [MW] | 0 | 0 | 1.341 | 1.2839 | 0.99658 | 1.1035 | 0.9819 | 1.2044 | 2.5641 | 2.9952 | 2.9787 | 2.4638 | 2.3519 | 2.3472 | 3.2303 | 3.1512 | 2.2046 | 1.803 | 1.8296 | 2.0855 | 1.8874 | 1.9828 | 1.8345 | 1.6809 | 1.72 | 1.6742
TSO | - | 3 | 2020 | Summer | Flex Down, [MW] | 0 | 0 | 1.2817 | 1.2434 | 0.95164 | 1.0201 | 0.93297 | 1.1035 | 2.3955 | 3.7351 | 3.0622 | 2.5142 | 2.4486 | 2.3051 | 3.1486 | 3.2127 | 2.1426 | 1.7491 | 1.8374 | 2.0911 | 1.819 | 1.9505 | 1.8016 | 1.6245 | 1.6953 | 1.6299
TSO | - | 3 | 2020 | Summer | Pc_net, [MW] | 0 | 0 | 27.8541 | 27.6223 | 25.3904 | 26.8132 | 24.223 | 26.9373 | 33.3946 | 39.7276 | 39.319 | 40.9496 | 38.1345 | 40.4031 | 39.8039 | 40.5126 | 39.7841 | 35.6227 | 36.2 | 35.7762 | 35.9568 | 37.4115 | 36.4537 | 36.5837 | 32.9311 | 31.8859
TSO | - | 3 | 2020 | Summer | Qc, [MVAr] | 0 | 0 | -14.7 | -14.175 | -19.425 | -19.425 | -21 | -17.325 | -2.1 | 13.125 | 13.65 | 12.075 | 11.025 | 18.375 | 16.275 | 16.8 | -11.025 | 4.725 | 4.2 | 1.575 | -2.625 | 0 | -2.1 | -4.2 | -9.975 | -13.65
TSO | - | 4 | 2020 | Summer | Pc, [MW] | 0 | 0 | 0 | 0 | 0 | 0 | 0 | 0 | 0 | 0 | 0 | 0 | 0 | 0 | 0 | 0 | 0 | 0 | 0 | 0 | 0 | 0 | 0 | 0 | 0 | 0
TSO | - | 4 | 2020 | Summer | Flex Up, [MW] | 0 | 0 | 0 | 0 | 0 | 0 | 0 | 0 | 0 | 0 | 0 | 0 | 0 | 0 | 0 | 0 | 0 | 0 | 0 | 0 | 0 | 0 | 0 | 0 | 0 | 0
TSO | - | 4 | 2020 | Summer | Flex Down, [MW] | 0 | 0 | 0 | 0 | 0 | 0 | 0 | 0 | 0 | 0 | 0 | 0 | 0 | 0 | 0 | 0 | 0 | 0 | 0 | 0 | 0 | 0 | 0 | 0 | 0 | 0
TSO | - | 4 | 2020 | Summer | Pc_net, [MW] | 0 | 0 | 0 | 0 | 0 | 0 | 0 | 0 | 0 | 0 | 0 | 0 | 0 | 0 | 0 | 0 | 0 | 0 | 0 | 0 | 0 | 0 | 0 | 0 | 0 | 0
TSO | - | 4 | 2020 | Summer | Qc, [MVAr] | 0 | 0 | 0 | 0 | 0 | 0 | 0 | 0 | 0 | 0 | 0 | 0 | 0 | 0 | 0 | 0 | 0 | 0 | 0 | 0 | 0 | 0 | 0 | 0 | 0 | 0
TSO | - | 5 | 2020 | Summer | Pc, [MW] | 0 | 0 | 3.3955 | 1.3582 | 1.8433 | 1.5522 | 0.38806 | 0.6791 | 3.5896 | 7.9552 | 9.9925 | 10.6716 | 10.6716 | 12.5149 | 12.0299 | 12.5149 | 11.9328 | 10.3806 | 10.0896 | 9.8955 | 9.6045 | 9.4104 | 10.0896 | 12.3209 | 13 | 9.0224
TSO | - | 5 | 2020 | Summer | Flex Up, [MW] | 0 | 0 | 0.15718 | 0.062034 | 0.069528 | 0.06029 | 0.0153 | 0.028953 | 0.26196 | 0.70574 | 0.77359 | 0.64419 | 0.66697 | 0.71893 | 0.95696 | 0.95959 | 0.64662 | 0.51567 | 0.5001 | 0.56574 | 0.49915 | 0.5133 | 0.52331 | 0.55444 | 0.67038 | 0.46614
TSO | - | 5 | 2020 | Summer | Flex Down, [MW] | 0 | 0 | 0.16321 | 0.062419 | 0.07216 | 0.063028 | 0.015439 | 0.029451 | 0.27385 | 0.61734 | 0.75839 | 0.65152 | 0.67301 | 0.72363 | 0.97489 | 1.0033 | 0.65932 | 0.52097 | 0.52174 | 0.58931 | 0.49276 | 0.47692 | 0.48397 | 0.5605 | 0.67885 | 0.47007
TSO | - | 5 | 2020 | Summer | Pc_net, [MW] | 0 | 0 | 3.3895 | 1.3578 | 1.8407 | 1.5495 | 0.38792 | 0.67861 | 3.5777 | 8.0436 | 10.0077 | 10.6643 | 10.6656 | 12.5102 | 12.0119 | 12.4712 | 11.9201 | 10.3753 | 10.0679 | 9.872 | 9.6109 | 9.4468 | 10.1289 | 12.3148 | 12.9915 | 9.0185
TSO | - | 5 | 2020 | Summer | Qc, [MVAr] | 0 | 0 | 1.5172 | 1.1034 | 1.2414 | 0.68966 | 0.68966 | -0.27586 | 0.96552 | 3.0345 | 3.0345 | 3.1724 | 3.1724 | 4 | 3.7241 | 3.5862 | 3.3103 | 2.4828 | 2.3448 | 2.6207 | 2.3448 | 2.4828 | 2.2069 | 2.7586 | 3.0345 | 2.3448
TSO | - | 6 | 2020 | Summer | Pc, [MW] | 0 | 0 | 0 | 0 | 0 | 0 | 0 | 0 | 0 | 0 | 0 | 0 | 0 | 0 | 0 | 0 | 0 | 0 | 0 | 0 | 0 | 0 | 0 | 0 | 0 | 0
TSO | - | 6 | 2020 | Summer | Flex Up, [MW] | 0 | 0 | 0 | 0 | 0 | 0 | 0 | 0 | 0 | 0 | 0 | 0 | 0 | 0 | 0 | 0 | 0 | 0 | 0 | 0 | 0 | 0 | 0 | 0 | 0 | 0
TSO | - | 6 | 2020 | Summer | Flex Down, [MW] | 0 | 0 | 0 | 0 | 0 | 0 | 0 | 0 | 0 | 0 | 0 | 0 | 0 | 0 | 0 | 0 | 0 | 0 | 0 | 0 | 0 | 0 | 0 | 0 | 0 | 0
TSO | - | 6 | 2020 | Summer | Pc_net, [MW] | 0 | 0 | 0 | 0 | 0 | 0 | 0 | 0 | 0 | 0 | 0 | 0 | 0 | 0 | 0 | 0 | 0 | 0 | 0 | 0 | 0 | 0 | 0 | 0 | 0 | 0
TSO | - | 6 | 2020 | Summer | Qc, [MVAr] | 0 | 0 | 1.942 | 1.9536 | 1.9768 | 1.9923 | 1.9961 | 2 | 1.9556 | 1.886 | 1.8531 | 1.7971 | 1.8106 | 1.7894 | 1.8106 | 1.8068 | 1.83 | 1.8647 | 1.8686 | 1.8589 | 1.8725 | 1.857 | 1.8879 | 1.8667 | 1.8744 | 1.8821
TSO | - | 7 | 2020 | Summer | Pc, [MW] | 0 | 0 | 0 | 0 | 0 | 0 | 0 | 0 | 0 | 0 | 0 | 0 | 0 | 0 | 0 | 0 | 0 | 0 | 0 | 0 | 0 | 0 | 0 | 0 | 0 | 0
TSO | - | 7 | 2020 | Summer | Flex Up, [MW] | 0 | 0 | 0 | 0 | 0 | 0 | 0 | 0 | 0 | 0 | 0 | 0 | 0 | 0 | 0 | 0 | 0 | 0 | 0 | 0 | 0 | 0 | 0 | 0 | 0 | 0
TSO | - | 7 | 2020 | Summer | Flex Down, [MW] | 0 | 0 | 0 | 0 | 0 | 0 | 0 | 0 | 0 | 0 | 0 | 0 | 0 | 0 | 0 | 0 | 0 | 0 | 0 | 0 | 0 | 0 | 0 | 0 | 0 | 0
TSO | - | 7 | 2020 | Summer | Pc_net, [MW] | 0 | 0 | 0 | 0 | 0 | 0 | 0 | 0 | 0 | 0 | 0 | 0 | 0 | 0 | 0 | 0 | 0 | 0 | 0 | 0 | 0 | 0 | 0 | 0 | 0 | 0
TSO | - | 7 | 2020 | Summer | Qc, [MVAr] | 0 | 0 | 0 | 0 | 0 | 0 | 0 | 0 | 0 | 0 | 0 | 0 | 0 | 0 | 0 | 0 | 0 | 0 | 0 | 0 | 0 | 0 | 0 | 0 | 0 | 0
TSO | - | 8 | 2020 | Summer | Pc, [MW] | 0 | 0 | 130.7812 | 128.4375 | 117.6562 | 116.7188 | 115.3125 | 120 | 120.9375 | 131.25 | 137.3438 | 136.875 | 132.1875 | 127.5 | 119.0625 | 120.4688 | 111.0938 | 113.4375 | 117.1875 | 120.4688 | 133.125 | 150 | 133.125 | 139.2188 | 133.5938 | 105.9375
TSO | - | 8 | 2020 | Summer | Flex Up, [MW] | 0 | 0 | 6.1955 | 5.9131 | 4.5397 | 4.6697 | 4.5882 | 5.1831 | 9.1091 | 10.8551 | 10.4872 | 8.3003 | 8.2812 | 7.3263 | 9.5371 | 9.4595 | 6.0809 | 5.6695 | 5.9454 | 7.0451 | 6.8683 | 7.8449 | 6.6222 | 6.2813 | 6.9085 | 5.5099
TSO | - | 8 | 2020 | Summer | Flex Down, [MW] | 0 | 0 | 6.1447 | 5.8557 | 4.5042 | 4.6031 | 4.5459 | 5.137 | 8.9433 | 10.9738 | 10.5693 | 8.3185 | 8.3169 | 7.3703 | 9.5829 | 9.4358 | 6.0774 | 5.6587 | 5.9231 | 7.0166 | 6.8804 | 7.9389 | 6.6682 | 6.3169 | 6.9568 | 5.4827
TSO | - | 8 | 2020 | Summer | Pc_net, [MW] | 0 | 0 | 130.8321 | 128.4948 | 117.6918 | 116.7853 | 115.3547 | 120.0461 | 121.1033 | 131.1313 | 137.2616 | 136.8569 | 132.1518 | 127.456 | 119.0167 | 120.4925 | 111.0972 | 113.4483 | 117.2098 | 120.4973 | 133.1129 | 149.906 | 133.079 | 139.1832 | 133.5455 | 105.9647
TSO | - | 8 | 2020 | Summer | Qc, [MVAr] | 0 | 0 | -19.0385 | -19.6731 | -19.25 | -19.6731 | -19.4615 | -22 | -18.4038 | -6.7692 | -5.0769 | -3.1731 | -3.5962 | 1.0577 | 3.5962 | 3.3846 | -0.84615 | -6.3462 | -4.0192 | -6.1346 | -9.3077 | -6.3462 | -10.1538 | -6.7692 | -11.2115 | -12.6923
TSO | - | 9 | 2020 | Summer | Pc, [MW] | 0 | 0 | 63.525 | 53.24 | 45.375 | 43.56 | 43.56 | 51.425 | 71.995 | 79.86 | 96.195 | 101.035 | 104.06 | 112.53 | 121 | 117.975 | 113.74 | 108.295 | 101.64 | 101.035 | 95.59 | 99.825 | 99.825 | 104.06 | 96.8 | 73.205
TSO | - | 9 | 2020 | Summer | Flex Up, [MW] | 0 | 0 | 3.2298 | 2.3417 | 2.0182 | 1.8122 | 2.0013 | 2.6735 | 5.9159 | 6.1645 | 6.8716 | 6.2714 | 6.02 | 5.9272 | 8.7155 | 9.4566 | 6.9767 | 5.9578 | 5.5161 | 6.4138 | 5.3542 | 4.4612 | 4.1235 | 5.0337 | 4.7052 | 3.7693
TSO | - | 9 | 2020 | Summer | Flex Down, [MW] | 0 | 0 | 2.7642 | 2.5367 | 1.4696 | 1.6484 | 1.4492 | 1.7491 | 4.8308 | 7.1175 | 7.8763 | 5.9958 | 7.0463 | 7.0438 | 10.7157 | 9.0475 | 5.4711 | 4.857 | 4.7778 | 5.3795 | 4.5181 | 6.0429 | 5.8425 | 4.3829 | 5.3414 | 3.8269
TSO | - | 9 | 2020 | Summer | Pc_net, [MW] | 0 | 0 | 63.9906 | 53.045 | 45.9236 | 43.7238 | 44.1121 | 52.3495 | 73.0801 | 78.907 | 95.1903 | 101.3106 | 103.0338 | 111.4134 | 118.9998 | 118.3842 | 115.2455 | 109.3958 | 102.3783 | 102.0693 | 96.4261 | 98.2433 | 98.106 | 104.7108 | 96.1637 | 73.1474
TSO | - | 9 | 2020 | Summer | Qc, [MVAr] | 0 | 0 | -14.2581 | -16.7742 | -17.6129 | -18.4516 | -17.6129 | -26 | -19.7097 | -10.0645 | -2.9355 | -1.2581 | 0.41935 | 0.41935 | 6.2903 | 5.871 | 5.871 | -2.5161 | -0.41935 | -2.5161 | -7.129 | -6.7097 | -6.2903 | -4.6129 | -7.129 | -10.9032
TSO | - | 10 | 2020 | Summer | Pc, [MW] | 0 | 0 | 1.8 | 2.1333 | 1.7333 | 2 | 1.3333 | 0.66667 | 1.3333 | 2.6667 | 3.3333 | 2.7333 | 4.1333 | 2.4667 | 2.3333 | 5 | 2.4667 | 3.6667 | 3.5333 | 3.9333 | 2.2 | 2.9333 | 2.0667 | 2.8667 | 3.9333 | 2.0667
TSO | - | 10 | 2020 | Summer | Flex Up, [MW] | 0 | 0 | 0.08506 | 0.097682 | 0.066918 | 0.079609 | 0.053002 | 0.02873 | 0.099752 | 0.21875 | 0.25559 | 0.16642 | 0.26128 | 0.14241 | 0.18724 | 0.39243 | 0.13545 | 0.18369 | 0.17936 | 0.23017 | 0.11349 | 0.15333 | 0.10276 | 0.12942 | 0.20331 | 0.1069
TSO | - | 10 | 2020 | Summer | Flex Down, [MW] | 0 | 0 | 0.084784 | 0.097797 | 0.066318 | 0.079282 | 0.052614 | 0.028604 | 0.099275 | 0.22475 | 0.25545 | 0.16545 | 0.25772 | 0.14192 | 0.18747 | 0.39181 | 0.1345 | 0.18248 | 0.17849 | 0.22895 | 0.11372 | 0.15533 | 0.10357 | 0.12999 | 0.20492 | 0.10755
TSO | - | 10 | 2020 | Summer | Pc_net, [MW] | 0 | 0 | 1.8003 | 2.1332 | 1.7339 | 2.0003 | 1.3337 | 0.66679 | 1.3338 | 2.6607 | 3.3335 | 2.7343 | 4.1369 | 2.4672 | 2.3331 | 5.0006 | 2.4676 | 3.6679 | 3.5342 | 3.9345 | 2.1998 | 2.9313 | 2.0659 | 2.8661 | 3.9317 | 2.066
TSO | - | 10 | 2020 | Summer | Qc, [MVAr] | 0 | 0 | -2 | -1.9467 | -1.9467 | -1.8667 | -1.8933 | -1.8133 | -1.8933 | -1.6533 | -1.7067 | -1.9467 | -1.92 | -1.7333 | -1.4667 | -1.52 | -2 | -1.6 | -1.7333 | -1.6 | -1.92 | -1.6267 | -1.8667 | -1.5467 | 1.84 | -1.7333
TSO | - | 11 | 2020 | Summer | Pc, [MW] | 0 | 0 | 0 | 0 | 0 | 0 | 0 | 0 | 0 | 0 | 0 | 0 | 0 | 0 | 0 | 0 | 0 | 0 | 0 | 0 | 0 | 0 | 0 | 0 | 0 | 0
TSO | - | 11 | 2020 | Summer | Flex Up, [MW] | 0 | 0 | 0 | 0 | 0 | 0 | 0 | 0 | 0 | 0 | 0 | 0 | 0 | 0 | 0 | 0 | 0 | 0 | 0 | 0 | 0 | 0 | 0 | 0 | 0 | 0
TSO | - | 11 | 2020 | Summer | Flex Down, [MW] | 0 | 0 | 0 | 0 | 0 | 0 | 0 | 0 | 0 | 0 | 0 | 0 | 0 | 0 | 0 | 0 | 0 | 0 | 0 | 0 | 0 | 0 | 0 | 0 | 0 | 0
TSO | - | 11 | 2020 | Summer | Pc_net, [MW] | 0 | 0 | 0 | 0 | 0 | 0 | 0 | 0 | 0 | 0 | 0 | 0 | 0 | 0 | 0 | 0 | 0 | 0 | 0 | 0 | 0 | 0 | 0 | 0 | 0 | 0
TSO | - | 11 | 2020 | Summer | Qc, [MVAr] | 0 | 0 | 0 | 0 | 0 | 0 | 0 | 0 | 0 | 0 | 0 | 0 | 0 | 0 | 0 | 0 | 0 | 0 | 0 | 0 | 0 | 0 | 0 | 0 | 0 | 0
TSO | - | 12 | 2020 | Summer | Pc, [MW] | 0 | 0 | 277.5714 | 252.7143 | 236.1429 | 265.1429 | 281.7143 | 240.2857 | 339.7143 | 306.5714 | 319 | 343.8571 | 294.1429 | 323.1429 | 314.8571 | 298.2857 | 310.7143 | 298.2857 | 331.4286 | 314.8571 | 306.5714 | 360.4286 | 352.1429 | 377 | 327.2857 | 343.8571
TSO | - | 12 | 2020 | Summer | Flex Up, [MW] | 0 | 0 | 13.6976 | 12.2454 | 9.4649 | 11.0166 | 11.6249 | 10.8563 | 25.5275 | 27.2344 | 25.8211 | 21.4079 | 19.5497 | 18.8737 | 25.5151 | 23.3602 | 16.7607 | 14.459 | 16.6909 | 18.5765 | 15.0646 | 17.8573 | 16.6277 | 11.1391 | 17.2949 | 18.3564
TSO | - | 12 | 2020 | Summer | Flex Down, [MW] | 0 | 0 | 12.4934 | 10.9109 | 8.6866 | 10.0477 | 10.6901 | 9.8085 | 25.1818 | 23.7532 | 23.0856 | 20.3418 | 17.3844 | 18.3741 | 25.0472 | 23.4252 | 17.2442 | 15.3289 | 16.8753 | 18.1753 | 16.5971 | 20.0689 | 18.5282 | 22.9764 | 16.6732 | 17.3241
TSO | - | 12 | 2020 | Summer | Pc_net, [MW] | 0 | 0 | 278.7756 | 254.0488 | 236.9211 | 266.1117 | 282.6491 | 241.3335 | 340.06 | 310.0526 | 321.7355 | 344.9233 | 296.3082 | 323.6424 | 315.325 | 298.2206 | 310.2308 | 297.4157 | 331.2442 | 315.2584 | 305.039 | 358.2169 | 350.2423 | 365.1626 | 327.9075 | 344.8894
TSO | - | 12 | 2020 | Summer | Qc, [MVAr] | 0 | 0 | -17.6 | -19.2 | -20.8 | -20.8 | -20.8 | -24 | -17.6 | -6.4 | -3.2 | 1.6 | 0 | 3.2 | 0 | 0 | 1.6 | -9.6 | -9.6 | -11.2 | -12.8 | -12.8 | -16 | -14.4 | -16 | -16
TSO | - | 13 | 2020 | Summer | Pc, [MW] | 0 | 0 | 6.75 | 4.5 | 0 | 6.75 | 0 | -18 | -6.75 | -4.5 | 6.75 | -6.75 | 6.75 | -9 | -11.25 | 15.75 | -11.25 | 15.75 | 6.75 | 4.5 | -11.25 | 2.25 | -6.75 | -2.25 | 13.5 | 4.5
TSO | - | 13 | 2020 | Summer | Flex Up, [MW] | 0 | 0 | 0.31891 | 0.20807 | 0 | 0.2685 | 0 | 0.63586 | 0.36248 | 0.19392 | 0.51752 | 0.28264 | 0.42465 | 0.43717 | 0.27778 | 1.2202 | 0.51784 | 0.7819 | 0.34215 | 0.26283 | 0.074726 | 0.11831 | 0.079672 | 0.073056 | 0.71072 | 0.23549
TSO | - | 13 | 2020 | Summer | Flex Down, [MW] | 0 | 0 | 0.31801 | 0.20427 | 0 | 0.26775 | 0 | 0.62632 | 0.36182 | 0.1943 | 0.51734 | 0.28186 | 0.42292 | 0.44057 | 0.28015 | 1.2501 | 0.51583 | 0.79095 | 0.34147 | 0.26244 | 0.074923 | 0.11845 | 0.079685 | 0.073399 | 0.69041 | 0.23146
TSO | - | 13 | 2020 | Summer | Pc_net, [MW] | 0 | 0 | 6.7509 | 4.5038 | 0 | 6.7507 | 0 | -17.9905 | -6.7493 | -4.5004 | 6.7502 | -6.7492 | 6.7517 | -9.0034 | -11.2524 | 15.7201 | -11.248 | 15.741 | 6.7507 | 4.5004 | -11.2502 | 2.2499 | -6.75 | -2.2503 | 13.5203 | 4.504
TSO | - | 13 | 2020 | Summer | Qc, [MVAr] | 0 | 0 | -2.0579 | -2.0579 | -2.1789 | -2.1789 | -2.1789 | -2.3 | -1.9368 | -1.3316 | -1.9368 | -1.8158 | -1.9368 | -1.4526 | -1.2105 | -1.4526 | -1.0895 | -1.6947 | -1.5737 | -1.3316 | -2.1789 | -1.6947 | -1.8158 | -1.3316 | -1.8158 | -1.6947
TSO | - | 14 | 2020 | Summer | Pc, [MW] | 0 | 0 | 8.0902 | 7.7459 | 7.7459 | 8.6066 | 7.7459 | 7.4016 | 7.4016 | 7.5738 | 7.918 | 7.4016 | 9.4672 | 7.4016 | 9.2951 | 9.8115 | 9.6393 | 9.9836 | 9.6393 | 10.5 | 7.4016 | 6.541 | 6.541 | 6.8852 | 7.2295 | 0.51639
TSO | - | 14 | 2020 | Summer | Flex Up, [MW] | 0 | 0 | 0.38103 | 0.35736 | 0.29724 | 0.34293 | 0.30725 | 0.31892 | 0.55255 | 0.6218 | 0.58285 | 0.43994 | 0.56778 | 0.42797 | 0.75949 | 0.77467 | 0.54493 | 0.51917 | 0.48949 | 0.62006 | 0.38152 | 0.34325 | 0.32605 | 0.30984 | 0.37683 | 0.02681
TSO | - | 14 | 2020 | Summer | Flex Down, [MW] | 0 | 0 | 0.38234 | 0.35241 | 0.29817 | 0.34081 | 0.30631 | 0.31763 | 0.5523 | 0.63784 | 0.63108 | 0.45873 | 0.62098 | 0.42519 | 0.73319 | 0.76424 | 0.51001 | 0.47783 | 0.48675 | 0.60555 | 0.3829 | 0.34502 | 0.32696 | 0.31322 | 0.3735 | 0.026774
TSO | - | 14 | 2020 | Summer | Pc_net, [MW] | 0 | 0 | 8.0889 | 7.7509 | 7.745 | 8.6087 | 7.7468 | 7.4029 | 7.4019 | 7.5577 | 7.8698 | 7.3828 | 9.414 | 7.4044 | 9.3214 | 9.8219 | 9.6743 | 10.025 | 9.6421 | 10.5145 | 7.4003 | 6.5392 | 6.5401 | 6.8819 | 7.2328 | 0.51643
TSO | - | 14 | 2020 | Summer | Qc, [MVAr] | 0 | 0 | -2.65 | -3.18 | -2.65 | -3.18 | -2.65 | -3.18 | -5.3 | -1.59 | -2.12 | -2.65 | -2.12 | -2.65 | -1.59 | -1.06 | -1.06 | -0.53 | 4.24 | 4.24 | -0.53 | -0.53 | -0.53 | -1.06 | -1.59 | -4.24
TSO | - | 15 | 2020 | Summer | Pc, [MW] | 0 | 0 | 12.1748 | 11.1068 | 10.466 | 10.2524 | 10.2524 | 10.2524 | 14.7379 | 20.0777 | 20.932 | 20.7184 | 20.2913 | 20.932 | 22 | 21.3592 | 20.0777 | 18.3689 | 18.3689 | 18.5825 | 20.7184 | 19.2233 | 20.2913 | 21.5728 | 18.7961 | 14.7379
TSO | - | 15 | 2020 | Summer | Flex Up, [MW] | 0 | 0 | 0.5792 | 0.51458 | 0.40423 | 0.4105 | 0.40903 | 0.44344 | 1.1115 | 1.6205 | 1.5512 | 1.2302 | 1.2444 | 1.193 | 1.764 | 1.6969 | 1.1273 | 0.94116 | 0.93998 | 1.103 | 1.0696 | 1.0096 | 1.0107 | 0.97234 | 0.99892 | 0.78899
TSO | - | 15 | 2020 | Summer | Flex Down, [MW] | 0 | 0 | 0.56958 | 0.50315 | 0.40026 | 0.404 | 0.40308 | 0.43828 | 1.0884 | 1.7187 | 1.658 | 1.2853 | 1.3035 | 1.2198 | 1.7689 | 1.6532 | 1.0701 | 0.89323 | 0.92038 | 1.066 | 1.0702 | 1.0132 | 1.0151 | 0.97983 | 0.95188 | 0.74029
TSO | - | 15 | 2020 | Summer | Pc_net, [MW] | 0 | 0 | 12.1844 | 11.1182 | 10.47 | 10.2589 | 10.2584 | 10.2576 | 14.7609 | 19.9795 | 20.8252 | 20.6634 | 20.2322 | 20.9052 | 21.9951 | 21.4029 | 20.1349 | 18.4169 | 18.3885 | 18.6196 | 20.7178 | 19.2197 | 20.2869 | 21.5653 | 18.8432 | 14.7866
TSO | - | 15 | 2020 | Summer | Qc, [MVAr] | 0 | 0 | -3.8235 | -4.7059 | -4.4118 | -4.1176 | -4.4118 | -5 | -3.8235 | -2.0588 | 0 | 0 | 0 | -0.29412 | 0 | 1.4706 | 1.1765 | 0 | -1.7647 | -1.7647 | -0.88235 | -1.1765 | -1.1765 | -1.7647 | -1.7647 | -3.5294
TSO | - | 16 | 2020 | Summer | Pc, [MW] | 0 | 0 | 28.8906 | 26.4719 | 25.9344 | 24.8594 | 24.5906 | 24.4563 | 31.7125 | 36.4156 | 38.8344 | 40.3125 | 40.0438 | 40.9844 | 40.9844 | 43 | 39.2375 | 40.1781 | 39.6406 | 39.6406 | 38.1625 | 38.1625 | 37.7594 | 40.85 | 38.8344 | 33.4594
TSO | - | 16 | 2020 | Summer | Flex Up, [MW] | 0 | 0 | 1.287 | 1.1509 | 0.95314 | 0.94459 | 0.93197 | 1.0018 | 2.163 | 2.7747 | 3.3648 | 2.4566 | 2.5962 | 2.467 | 3.4543 | 3.5131 | 2.2559 | 2.2697 | 2.1042 | 2.4266 | 1.8661 | 1.8977 | 1.7878 | 1.7072 | 1.8848 | 1.6219
TSO | - | 16 | 2020 | Summer | Flex Down, [MW] | 0 | 0 | 1.439 | 1.2747 | 1.0404 | 1.0304 | 1.0159 | 1.1015 | 2.5707 | 3.2818 | 2.5889 | 2.438 | 2.4319 | 2.2572 | 3.1273 | 3.2313 | 2.0383 | 1.7426 | 1.9105 | 2.2005 | 2.0752 | 2.118 | 1.9819 | 1.9894 | 2.1457 | 1.85
TSO | - | 16 | 2020 | Summer | Pc_net, [MW] | 0 | 0 | 28.7387 | 26.3481 | 25.8472 | 24.7736 | 24.5067 | 24.3566 | 31.3048 | 35.9086 | 39.6103 | 40.3311 | 40.208 | 41.1942 | 41.3114 | 43.2818 | 39.4551 | 40.7053 | 39.8343 | 39.8667 | 37.9534 | 37.9422 | 37.5652 | 40.5678 | 38.5735 | 33.2312
TSO | - | 16 | 2020 | Summer | Qc, [MVAr] | 0 | 0 | -0.2449 | -0.30612 | -0.61224 | -0.61224 | -0.85714 | -0.85714 | 0.2449 | 1.4694 | 2.0816 | 2.449 | 1.9592 | 3 | 2.8776 | 3 | 2.6939 | 2.0816 | 1.898 | 2.0816 | 1.7143 | 1.9592 | 1.5306 | 1.5918 | 0.73469 | 0.36735
TSO | - | 17 | 2020 | Summer | Pc, [MW] | 0 | 0 | 26.6163 | 24.4186 | 23.9302 | 23.9302 | 24.6628 | 25.1512 | 33.4535 | 38.093 | 39.314 | 36.1395 | 37.1163 | 42 | 41.7558 | 40.5349 | 38.8256 | 36.3837 | 37.6047 | 37.8488 | 37.8488 | 36.1395 | 39.5581 | 38.3372 | 31.9884 | 29.5465
TSO | - | 17 | 2020 | Summer | Flex Up, [MW] | 0 | 0 | 1.2026 | 0.97735 | 0.8126 | 0.87845 | 0.81308 | 0.85518 | 2.3316 | 4.081 | 2.6934 | 1.7802 | 2.0737 | 2.1799 | 3.4851 | 3.1941 | 2.0724 | 2.0449 | 1.7576 | 2.0483 | 2.4342 | 2.287 | 2.3577 | 1.8418 | 1.6937 | 1.3744
TSO | - | 17 | 2020 | Summer | Flex Down, [MW] | 0 | 0 | 1.3089 | 1.2601 | 1.0268 | 1.0227 | 1.1405 | 1.3079 | 2.662 | 2.2545 | 3.3339 | 2.6077 | 2.5868 | 2.6613 | 3.2203 | 3.1637 | 2.1767 | 1.5885 | 2.0509 | 2.3697 | 1.4747 | 1.5158 | 1.5915 | 1.6274 | 1.6262 | 1.6915
TSO | - | 17 | 2020 | Summer | Pc_net, [MW] | 0 | 0 | 26.5099 | 24.1358 | 23.716 | 23.786 | 24.3354 | 24.6985 | 33.1231 | 39.9196 | 38.6734 | 35.312 | 36.6031 | 41.5185 | 42.0206 | 40.5652 | 38.7212 | 36.8402 | 37.3113 | 37.5275 | 38.8083 | 36.9107 | 40.3243 | 38.5516 | 32.0559 | 29.2295
TSO | - | 17 | 2020 | Summer | Qc, [MVAr] | 0 | 0 | -6.5455 | -6.5455 | -7.6364 | -7.6364 | -8 | -8 | -3.2727 | -1.4545 | 0 | -1.0909 | -2.1818 | -1.0909 | 0.72727 | 0 | -0.36364 | -2.1818 | -1.0909 | 0.36364 | 0 | -3.2727 | -2.1818 | -2.1818 | -5.0909 | -5.4545
TSO | - | 18 | 2020 | Summer | Pc, [MW] | 0 | 0 | 16.958 | 15.4469 | 13.2642 | 14.6074 | 15.1111 | 16.1185 | 21.9951 | 25.6889 | 27.2 | 26.6963 | 24.0099 | 27.2 | 26.5284 | 26.0247 | 21.9951 | 21.3235 | 20.9877 | 20.8198 | 20.484 | 22.6667 | 22.8346 | 24.3457 | 22.163 | 18.9728
TSO | - | 18 | 2020 | Summer | Flex Up, [MW] | 0 | 0 | 0.90977 | 0.75755 | 0.56246 | 0.66125 | 0.6794 | 0.92246 | 2.3006 | 1.9436 | 1.7399 | 1.496 | 1.1497 | 1.7543 | 2.1653 | 1.3671 | 1.083 | 1.015 | 0.85162 | 0.91719 | 1.2656 | 1.5209 | 1.5091 | 1.3232 | 0.99463 | 0.90181
TSO | - | 18 | 2020 | Summer | Flex Down, [MW] | 0 | 0 | 0.69035 | 0.65786 | 0.45712 | 0.49924 | 0.51758 | 0.46375 | 0.98257 | 2.3289 | 2.4302 | 1.7453 | 1.8651 | 1.381 | 2.0949 | 2.7148 | 1.3242 | 1.1144 | 1.2739 | 1.513 | 0.84988 | 0.86425 | 0.77057 | 0.87987 | 1.3056 | 1.0669
TSO | - | 18 | 2020 | Summer | Pc_net, [MW] | 0 | 0 | 17.1774 | 15.5466 | 13.3695 | 14.7694 | 15.2729 | 16.5772 | 23.3131 | 25.3036 | 26.5096 | 26.447 | 23.2945 | 27.5733 | 26.5988 | 24.677 | 21.7539 | 21.2241 | 20.5653 | 20.2239 | 20.8997 | 23.3233 | 23.5731 | 24.789 | 21.852 | 18.8077
TSO | - | 18 | 2020 | Summer | Qc, [MVAr] | 0 | 0 | -4.0091 | -5.3455 | -5.7909 | -4.9 | -4.4545 | -4.0091 | -0.89091 | 6.6818 | 6.6818 | 8.0182 | 6.2364 | 8.9091 | 9.8 | 9.3545 | 7.5727 | 5.7909 | 4.0091 | 3.5636 | 3.1182 | 4.0091 | 3.5636 | 2.2273 | 1.3364 | -0.89091
TSO | - | 19 | 2020 | Summer | Pc, [MW] | 0 | 0 | 2.2 | 2.2 | 2.75 | 0.55 | 1.1 | 2.75 | 2.2 | 1.1 | 0 | -3.3 | -3.3 | -2.75 | -2.75 | -1.65 | 1.1 | 1.1 | 0 | 0 | 0.55 | 0.55 | 0.55 | 0.55 | -1.65 | -0.55
TSO | - | 19 | 2020 | Summer | Flex Up, [MW] | 0 | 0 | 0.10642 | 0.10033 | 0.10733 | 0.022061 | 0.044365 | 0.14279 | 0.1974 | 0.092775 | 0 | 0.11168 | 0.13613 | 0.11755 | 0.061986 | 0.039867 | 0.060227 | 0.055719 | 0 | 0 | 0.02881 | 0.029699 | 0.028468 | 0.025226 | 0.077154 | 0.024682
TSO | - | 19 | 2020 | Summer | Flex Down, [MW] | 0 | 0 | 0.10117 | 0.10126 | 0.10406 | 0.021633 | 0.042768 | 0.093717 | 0.131 | 0.090172 | 0 | 0.1643 | 0.16598 | 0.15065 | 0.074397 | 0.040294 | 0.060159 | 0.054131 | 0 | 0 | 0.027992 | 0.028175 | 0.026441 | 0.024545 | 0.082629 | 0.025205
TSO | - | 19 | 2020 | Summer | Pc_net, [MW] | 0 | 0 | 2.2053 | 2.1991 | 2.7533 | 0.55043 | 1.1016 | 2.7991 | 2.2664 | 1.1026 | 0 | -3.3526 | -3.3298 | -2.7831 | -2.7624 | -1.6504 | 1.1001 | 1.1016 | 0 | 0 | 0.55082 | 0.55152 | 0.55203 | 0.55068 | -1.6555 | -0.55052
TSO | - | 19 | 2020 | Summer | Qc, [MVAr] | 0 | 0 | 0.43846 | 0.39231 | 0.18462 | 0.32308 | 0.34615 | 0.18462 | 0.53077 | 0.41538 | 0.43846 | 0.53077 | 0.50769 | 0.57692 | 0.6 | 0.57692 | 0.48462 | 0.53077 | 0.57692 | 0.57692 | 0.53077 | 0.50769 | 0.55385 | 0.55385 | 0.53077 | 0.57692
TSO | - | 20 | 2020 | Summer | Pc, [MW] | 0 | 0 | 1.4522 | 1.362 | 1.3078 | 1.2898 | 1.3259 | 1.2718 | 1.5153 | 1.7318 | 1.822 | 1.8941 | 2.0384 | 2.3 | 1.5424 | 2.0745 | 1.9663 | 1.9122 | 2.0024 | 1.9031 | 1.7318 | 1.7949 | 1.8039 | 1.9122 | 1.5424 | 1.4071
TSO | - | 20 | 2020 | Summer | Flex Up, [MW] | 0 | 0 | 0.071993 | 0.062906 | 0.051535 | 0.053526 | 0.055185 | 0.053857 | 0.10949 | 0.16677 | 0.16007 | 0.095131 | 0.10977 | 0.12333 | 0.10738 | 0.15166 | 0.11073 | 0.10118 | 0.093626 | 0.10022 | 0.096334 | 0.10777 | 0.10742 | 0.093542 | 0.074852 | 0.069161
TSO | - | 20 | 2020 | Summer | Flex Down, [MW] | 0 | 0 | 0.065029 | 0.061891 | 0.048995 | 0.048943 | 0.04984 | 0.055516 | 0.1167 | 0.12125 | 0.11926 | 0.13484 | 0.14619 | 0.14178 | 0.1403 | 0.17372 | 0.10446 | 0.089779 | 0.10917 | 0.12193 | 0.082517 | 0.081101 | 0.072669 | 0.079493 | 0.085224 | 0.076843
TSO | - | 20 | 2020 | Summer | Pc_net, [MW] | 0 | 0 | 1.4591 | 1.363 | 1.3104 | 1.2944 | 1.3312 | 1.2701 | 1.5081 | 1.7773 | 1.8628 | 1.8544 | 2.002 | 2.2815 | 1.5094 | 2.0525 | 1.9725 | 1.9236 | 1.9868 | 1.8814 | 1.7456 | 1.8216 | 1.8387 | 1.9262 | 1.532 | 1.3994
TSO | - | 20 | 2020 | Summer | Qc, [MVAr] | 0 | 0 | -0.29412 | -0.47059 | -0.47059 | -0.52941 | -0.41176 | -0.76471 | -0.47059 | 0.23529 | 0.76471 | 0.70588 | 0.35294 | 1 | 0.76471 | 1 | 0.94118 | 0.35294 | 0.64706 | 0.41176 | 0.29412 | 0.35294 | 0.35294 | 0.17647 | -0.17647 | -0.70588
TSO | - | 21 | 2020 | Summer | Pc, [MW] | 0 | 0 | 0 | 0 | 0 | 0 | 0 | 0 | 0 | 0 | 0 | 0 | 0 | 0 | 0 | 0 | 0 | 0 | 0 | 0 | 0 | 0 | 0 | 0 | 0 | 0
TSO | - | 21 | 2020 | Summer | Flex Up, [MW] | 0 | 0 | 0 | 0 | 0 | 0 | 0 | 0 | 0 | 0 | 0 | 0 | 0 | 0 | 0 | 0 | 0 | 0 | 0 | 0 | 0 | 0 | 0 | 0 | 0 | 0
TSO | - | 21 | 2020 | Summer | Flex Down, [MW] | 0 | 0 | 0 | 0 | 0 | 0 | 0 | 0 | 0 | 0 | 0 | 0 | 0 | 0 | 0 | 0 | 0 | 0 | 0 | 0 | 0 | 0 | 0 | 0 | 0 | 0
TSO | - | 21 | 2020 | Summer | Pc_net, [MW] | 0 | 0 | 0 | 0 | 0 | 0 | 0 | 0 | 0 | 0 | 0 | 0 | 0 | 0 | 0 | 0 | 0 | 0 | 0 | 0 | 0 | 0 | 0 | 0 | 0 | 0
TSO | - | 21 | 2020 | Summer | Qc, [MVAr] | 0 | 0 | 0 | 0 | 0 | 0 | 0 | 0 | 0 | 0 | 0 | 0 | 0 | 0 | 0 | 0 | 0 | 0 | 0 | 0 | 0 | 0 | 0 | 0 | 0 | 0
TSO | - | 22 | 2020 | Summer | Pc, [MW] | 0 | 0 | 0 | 0 | 0 | 0 | 0 | 0 | 0 | 0 | 0 | 0 | 0 | 0 | 0 | 0 | 0 | 0 | 0 | 0 | 0 | 0 | 0 | 0 | 0 | 0
TSO | - | 22 | 2020 | Summer | Flex Up, [MW] | 0 | 0 | 0 | 0 | 0 | 0 | 0 | 0 | 0 | 0 | 0 | 0 | 0 | 0 | 0 | 0 | 0 | 0 | 0 | 0 | 0 | 0 | 0 | 0 | 0 | 0
TSO | - | 22 | 2020 | Summer | Flex Down, [MW] | 0 | 0 | 0 | 0 | 0 | 0 | 0 | 0 | 0 | 0 | 0 | 0 | 0 | 0 | 0 | 0 | 0 | 0 | 0 | 0 | 0 | 0 | 0 | 0 | 0 | 0
TSO | - | 22 | 2020 | Summer | Pc_net, [MW] | 0 | 0 | 0 | 0 | 0 | 0 | 0 | 0 | 0 | 0 | 0 | 0 | 0 | 0 | 0 | 0 | 0 | 0 | 0 | 0 | 0 | 0 | 0 | 0 | 0 | 0
TSO | - | 22 | 2020 | Summer | Qc, [MVAr] | 0 | 0 | 0 | 0 | 0 | 0 | 0 | 0 | 0 | 0 | 0 | 0 | 0 | 0 | 0 | 0 | 0 | 0 | 0 | 0 | 0 | 0 | 0 | 0 | 0 | 0
TSO | - | 23 | 2020 | Summer | Pc, [MW] | 0 | 0 | -0.31765 | -1.7294 | -1.9941 | -2.1706 | -1.2882 | -2.3471 | -0.75882 | -1.0235 | -1.2882 | 0.56471 | 0.91765 | 1.5353 | 3.9176 | 6.3 | 6.0353 | 5.5941 | 5.2412 | 5.0647 | 2.4176 | 2.9471 | 4.7118 | 5.5941 | 5.5941 | 6.1235
TSO | - | 23 | 2020 | Summer | Flex Up, [MW] | 0 | 0 | 0.014477 | 0.057429 | 0.047508 | 0.055213 | 0.030116 | 0.084191 | 0.040967 | 0.043432 | 0.034175 | 0.03401 | 0.057145 | 0.087103 | 0.30083 | 0.46142 | 0.29851 | 0.26879 | 0.26349 | 0.29591 | 0.12866 | 0.15899 | 0.23957 | 0.25845 | 0.31978 | 0.35821
TSO | - | 23 | 2020 | Summer | Flex Down, [MW] | 0 | 0 | 0.014331 | 0.05702 | 0.046057 | 0.050906 | 0.02908 | 0.080386 | 0.040458 | 0.044869 | 0.034535 | 0.034554 | 0.05808 | 0.089866 | 0.3283 | 0.52671 | 0.36199 | 0.28986 | 0.26732 | 0.29527 | 0.12103 | 0.15112 | 0.23083 | 0.24778 | 0.26082 | 0.27721
TSO | - | 23 | 2020 | Summer | Pc_net, [MW] | 0 | 0 | -0.3175 | -1.729 | -1.9927 | -2.1663 | -1.2872 | -2.3433 | -0.75831 | -1.025 | -1.2886 | 0.56416 | 0.91671 | 1.5325 | 3.8902 | 6.2347 | 5.9718 | 5.573 | 5.2373 | 5.0653 | 2.4253 | 2.9549 | 4.7205 | 5.6048 | 5.6531 | 6.2045
TSO | - | 23 | 2020 | Summer | Qc, [MVAr] | 0 | 0 | -0.83276 | -1.0138 | -1.1948 | -1.7379 | -1.8284 | -2.1 | -1.4664 | -0.018103 | 0.525 | 1.4302 | 1.3397 | 0.88707 | 0.525 | -0.28966 | -0.10862 | -0.56121 | -0.56121 | -0.74224 | -0.018103 | -0.19914 | -0.74224 | -0.92328 | -0.92328 | -1.3759
TSO | - | 24 | 2020 | Summer | Pc, [MW] | 0 | 0 | 0 | 0 | 0 | 0 | 0 | 0 | 0 | 0 | 0 | 0 | 0 | 0 | 0 | 0 | 0 | 0 | 0 | 0 | 0 | 0 | 0 | 0 | 0 | 0
TSO | - | 24 | 2020 | Summer | Flex Up, [MW] | 0 | 0 | 0 | 0 | 0 | 0 | 0 | 0 | 0 | 0 | 0 | 0 | 0 | 0 | 0 | 0 | 0 | 0 | 0 | 0 | 0 | 0 | 0 | 0 | 0 | 0
TSO | - | 24 | 2020 | Summer | Flex Down, [MW] | 0 | 0 | 0 | 0 | 0 | 0 | 0 | 0 | 0 | 0 | 0 | 0 | 0 | 0 | 0 | 0 | 0 | 0 | 0 | 0 | 0 | 0 | 0 | 0 | 0 | 0
TSO | - | 24 | 2020 | Summer | Pc_net, [MW] | 0 | 0 | 0 | 0 | 0 | 0 | 0 | 0 | 0 | 0 | 0 | 0 | 0 | 0 | 0 | 0 | 0 | 0 | 0 | 0 | 0 | 0 | 0 | 0 | 0 | 0
TSO | - | 24 | 2020 | Summer | Qc, [MVAr] | 0 | 0 | 0 | 0 | 0 | 0 | 0 | 0 | 0 | 0 | 0 | 0 | 0 | 0 | 0 | 0 | 0 | 0 | 0 | 0 | 0 | 0 | 0 | 0 | 0 | 0
TSO | - | 25 | 2020 | Summer | Pc, [MW] | 0 | 0 | 0.59062 | 6.3 | 3.15 | 0.49219 | 0.49219 | 0.59062 | 0.39375 | 0.19687 | 0.39375 | 3.7406 | 0.29531 | 0.7875 | 0.39375 | 0.49219 | 1.7719 | 0.49219 | 0.39375 | 0.39375 | 1.1812 | 0.19687 | 0.39375 | 0.19687 | 0.39375 | 0.19687
TSO | - | 25 | 2020 | Summer | Flex Up, [MW] | 0 | 0 | 0.028341 | 0.29782 | 0.12915 | 0.019933 | 0.0198 | 0.025771 | 0.029741 | 0.016351 | 0.030243 | 0.20887 | 0.018553 | 0.045318 | 0.031646 | 0.038582 | 0.0947 | 0.024569 | 0.019956 | 0.023018 | 0.06202 | 0.010368 | 0.01968 | 0.0089191 | 0.020579 | 0.01027
TSO | - | 25 | 2020 | Summer | Flex Down, [MW] | 0 | 0 | 0.027389 | 0.27945 | 0.11298 | 0.019169 | 0.019187 | 0.025023 | 0.029034 | 0.016393 | 0.030124 | 0.2453 | 0.018528 | 0.045455 | 0.031586 | 0.038616 | 0.099216 | 0.024583 | 0.019922 | 0.022943 | 0.059976 | 0.010348 | 0.01963 | 0.0088965 | 0.020287 | 0.010159
TSO | - | 25 | 2020 | Summer | Pc_net, [MW] | 0 | 0 | 0.59158 | 6.3184 | 3.1662 | 0.49295 | 0.4928 | 0.59137 | 0.39446 | 0.19683 | 0.39387 | 3.7042 | 0.29534 | 0.78736 | 0.39381 | 0.49215 | 1.7674 | 0.49217 | 0.39378 | 0.39382 | 1.1833 | 0.1969 | 0.3938 | 0.1969 | 0.39404 | 0.19699
TSO | - | 25 | 2020 | Summer | Qc, [MVAr] | 0 | 0 | 0.43636 | 3.2 | 1.7455 | 0.43636 | 0.21818 | 0.43636 | 0.43636 | 0.72727 | 0.72727 | 2.4 | 0.50909 | 1.0909 | 0.43636 | 0.72727 | 1.9636 | 0.65455 | 0.50909 | 0.43636 | 0 | 0.29091 | 0.29091 | 0.58182 | 0 | 0
TSO | - | 26 | 2020 | Summer | Pc, [MW] | 0 | 0 | 0 | 0 | 0 | 0 | 0 | 0 | 0 | 0 | 0 | 0 | 0 | 0 | 0 | 0 | 0 | 0 | 0 | 0 | 0 | 0 | 0 | 0 | 0 | 0
TSO | - | 26 | 2020 | Summer | Flex Up, [MW] | 0 | 0 | 0 | 0 | 0 | 0 | 0 | 0 | 0 | 0 | 0 | 0 | 0 | 0 | 0 | 0 | 0 | 0 | 0 | 0 | 0 | 0 | 0 | 0 | 0 | 0
TSO | - | 26 | 2020 | Summer | Flex Down, [MW] | 0 | 0 | 0 | 0 | 0 | 0 | 0 | 0 | 0 | 0 | 0 | 0 | 0 | 0 | 0 | 0 | 0 | 0 | 0 | 0 | 0 | 0 | 0 | 0 | 0 | 0
TSO | - | 26 | 2020 | Summer | Pc_net, [MW] | 0 | 0 | 0 | 0 | 0 | 0 | 0 | 0 | 0 | 0 | 0 | 0 | 0 | 0 | 0 | 0 | 0 | 0 | 0 | 0 | 0 | 0 | 0 | 0 | 0 | 0
TSO | - | 26 | 2020 | Summer | Qc, [MVAr] | 0 | 0 | 0 | 0 | 0 | 0 | 0 | 0 | 0 | 0 | 0 | 0 | 0 | 0 | 0 | 0 | 0 | 0 | 0 | 0 | 0 | 0 | 0 | 0 | 0 | 0
TSO | - | 27 | 2020 | Summer | Pc, [MW] | 0 | 0 | 6.3047 | 6.2564 | 5.7491 | 6.0631 | 5.4834 | 6.0873 | 7.5366 | 9.1792 | 8.9377 | 9.3 | 8.6719 | 9.1551 | 9.0101 | 9.2034 | 9.0101 | 8.0681 | 8.213 | 8.1164 | 8.1405 | 8.4787 | 8.2613 | 8.2855 | 7.4642 | 7.2226
TSO | - | 27 | 2020 | Summer | Flex Up, [MW] | 0 | 0 | 0.31754 | 0.30437 | 0.22799 | 0.26778 | 0.22849 | 0.27248 | 0.62735 | 0.70658 | 0.66071 | 0.52795 | 0.52516 | 0.50565 | 0.69721 | 0.70311 | 0.46488 | 0.40132 | 0.41865 | 0.48033 | 0.43102 | 0.45041 | 0.41708 | 0.37371 | 0.40622 | 0.40293
TSO | - | 27 | 2020 | Summer | Flex Down, [MW] | 0 | 0 | 0.27736 | 0.26891 | 0.21393 | 0.21391 | 0.20586 | 0.25103 | 0.49765 | 0.82006 | 0.70954 | 0.60122 | 0.56373 | 0.54963 | 0.74971 | 0.74042 | 0.52119 | 0.40438 | 0.41314 | 0.46706 | 0.40971 | 0.44177 | 0.40768 | 0.37606 | 0.36846 | 0.34652
TSO | - | 27 | 2020 | Summer | Pc_net, [MW] | 0 | 0 | 6.3449 | 6.2918 | 5.7632 | 6.117 | 5.506 | 6.1087 | 7.6663 | 9.0657 | 8.8888 | 9.2267 | 8.6334 | 9.1111 | 8.9576 | 9.1661 | 8.9538 | 8.065 | 8.2185 | 8.1296 | 8.1618 | 8.4873 | 8.2707 | 8.2831 | 7.5019 | 7.279
TSO | - | 27 | 2020 | Summer | Qc, [MVAr] | 0 | 0 | -0.35 | -0.3375 | -0.4625 | -0.4625 | -0.5 | -0.4125 | -0.05 | 0.3125 | 0.325 | 0.2875 | 0.2625 | 0.4375 | 0.3875 | 0.4 | -0.2625 | 0.1125 | 0.1 | 0.0375 | -0.0625 | 0 | -0.05 | -0.1 | -0.2375 | -0.325
TSO | - | 28 | 2020 | Summer | Pc, [MW] | 0 | 0 | 3.1615 | 2.7876 | 2.5926 | 2.5357 | 2.5926 | 2.4057 | 2.877 | 3.4947 | 3.8848 | 4.0555 | 4.3643 | 4.535 | 4.47 | 4.6 | 4.2749 | 4.3318 | 4.1855 | 4.283 | 4.0392 | 4.023 | 4.0148 | 4.283 | 4.2668 | 3.6898
TSO | - | 28 | 2020 | Summer | Flex Up, [MW] | 0 | 0 | 0.15214 | 0.13054 | 0.099907 | 0.10374 | 0.10338 | 0.10346 | 0.22046 | 0.28661 | 0.29458 | 0.24251 | 0.27093 | 0.25726 | 0.35474 | 0.35871 | 0.23059 | 0.21605 | 0.21246 | 0.25113 | 0.21044 | 0.21258 | 0.20131 | 0.1936 | 0.2245 | 0.19553
TSO | - | 28 | 2020 | Summer | Flex Down, [MW] | 0 | 0 | 0.14617 | 0.12489 | 0.099376 | 0.097711 | 0.10199 | 0.10343 | 0.209 | 0.29461 | 0.30101 | 0.24988 | 0.27707 | 0.26547 | 0.36309 | 0.36279 | 0.23727 | 0.21654 | 0.21144 | 0.24881 | 0.20672 | 0.21073 | 0.19951 | 0.19398 | 0.21834 | 0.18734
TSO | - | 28 | 2020 | Summer | Pc_net, [MW] | 0 | 0 | 3.1675 | 2.7933 | 2.5931 | 2.5417 | 2.594 | 2.4057 | 2.8885 | 3.4867 | 3.8784 | 4.0481 | 4.3582 | 4.5268 | 4.4616 | 4.5959 | 4.2682 | 4.3313 | 4.1865 | 4.2854 | 4.0429 | 4.0248 | 4.0166 | 4.2827 | 4.273 | 3.698
TSO | - | 28 | 2020 | Summer | Qc, [MVAr] | 0 | 0 | -0.15 | -0.25 | -0.425 | -0.425 | -0.4 | -0.95 | -0.45 | 0.5 | 0.55 | 1.7 | 1.575 | 2.15 | 2.3 | 2.05 | 1.425 | 1.2 | 1.025 | 1.225 | 0.75 | 0.825 | 0.55 | 0.9 | 0.675 | 0.3
TSO | - | 29 | 2020 | Summer | Pc, [MW] | 0 | 0 | 4.4403 | 1.7761 | 2.4104 | 2.0299 | 0.50746 | 0.88806 | 4.694 | 10.403 | 13.0672 | 13.9552 | 13.9552 | 16.3657 | 15.7313 | 16.3657 | 15.6045 | 13.5746 | 13.194 | 12.9403 | 12.5597 | 12.306 | 13.194 | 16.1119 | 17 | 11.7985
TSO | - | 29 | 2020 | Summer | Flex Up, [MW] | 0 | 0 | 0.2127 | 0.082329 | 0.092192 | 0.081788 | 0.020077 | 0.038034 | 0.35892 | 0.85643 | 0.98135 | 0.83377 | 0.86252 | 0.90823 | 1.2427 | 1.2933 | 0.84044 | 0.68027 | 0.67484 | 0.76575 | 0.6644 | 0.65784 | 0.6692 | 0.73081 | 0.90443 | 0.63335
TSO | - | 29 | 2020 | Summer | Flex Down, [MW] | 0 | 0 | 0.20627 | 0.080418 | 0.093091 | 0.079474 | 0.02012 | 0.03834 | 0.34176 | 0.87375 | 1.022 | 0.86061 | 0.88977 | 0.97819 | 1.2835 | 1.2736 | 0.86733 | 0.67534 | 0.66141 | 0.74471 | 0.63272 | 0.63706 | 0.64801 | 0.72719 | 0.85996 | 0.59092
TSO | - | 29 | 2020 | Summer | Pc_net, [MW] | 0 | 0 | 4.4467 | 1.778 | 2.4095 | 2.0322 | 0.50742 | 0.88775 | 4.7112 | 10.3857 | 13.0265 | 13.9284 | 13.928 | 16.2957 | 15.6905 | 16.3853 | 15.5776 | 13.5796 | 13.2075 | 12.9613 | 12.5914 | 12.3267 | 13.2152 | 16.1156 | 17.0445 | 11.8409
TSO | - | 29 | 2020 | Summer | Qc, [MVAr] | 0 | 0 | 0.98621 | 0.71724 | 0.8069 | 0.44828 | 0.44828 | -0.17931 | 0.62759 | 1.9724 | 1.9724 | 2.0621 | 2.0621 | 2.6 | 2.4207 | 2.331 | 2.1517 | 1.6138 | 1.5241 | 1.7034 | 1.5241 | 1.6138 | 1.4345 | 1.7931 | 1.9724 | 1.5241
TSO | - | 30 | 2020 | Summer | Pc, [MW] | 0 | 0 | 0 | 0 | 0 | 0 | 0 | 0 | 0 | 0 | 0 | 0 | 0 | 0 | 0 | 0 | 0 | 0 | 0 | 0 | 0 | 0 | 0 | 0 | 0 | 0
TSO | - | 30 | 2020 | Summer | Flex Up, [MW] | 0 | 0 | 0 | 0 | 0 | 0 | 0 | 0 | 0 | 0 | 0 | 0 | 0 | 0 | 0 | 0 | 0 | 0 | 0 | 0 | 0 | 0 | 0 | 0 | 0 | 0
TSO | - | 30 | 2020 | Summer | Flex Down, [MW] | 0 | 0 | 0 | 0 | 0 | 0 | 0 | 0 | 0 | 0 | 0 | 0 | 0 | 0 | 0 | 0 | 0 | 0 | 0 | 0 | 0 | 0 | 0 | 0 | 0 | 0
TSO | - | 30 | 2020 | Summer | Pc_net, [MW] | 0 | 0 | 0 | 0 | 0 | 0 | 0 | 0 | 0 | 0 | 0 | 0 | 0 | 0 | 0 | 0 | 0 | 0 | 0 | 0 | 0 | 0 | 0 | 0 | 0 | 0
TSO | - | 30 | 2020 | Summer | Qc, [MVAr] | 0 | 0 | 1.7478 | 1.7583 | 1.7791 | 1.793 | 1.7965 | 1.8 | 1.76 | 1.6974 | 1.6678 | 1.6174 | 1.6296 | 1.6104 | 1.6296 | 1.6261 | 1.647 | 1.6783 | 1.6817 | 1.673 | 1.6852 | 1.6713 | 1.6991 | 1.68 | 1.687 | 1.6939
TSO | - | 31 | 2020 | Summer | Pc, [MW] | 0 | 0 | 3.5323 | 4.6872 | 5.8 | 4.9907 | 4.6198 | 3.6166 | 2.1413 | 0.8093 | 0.39622 | -0.48895 | -0.31192 | -1.0201 | -1.2561 | -1.5933 | -0.75029 | -0.10959 | 0.57326 | 0.69128 | 1.6692 | 1.7029 | 1.1718 | 0.5311 | 1.0116 | 1.1212
TSO | - | 31 | 2020 | Summer | Flex Up, [MW] | 0 | 0 | 0.17023 | 0.20328 | 0.21865 | 0.21287 | 0.19281 | 0.16308 | 0.16351 | 0.065296 | 0.030028 | 0.020229 | 0.014177 | 0.049071 | 0.030661 | 0.037913 | 0.033738 | 0.0049638 | 0.028481 | 0.039331 | 0.080535 | 0.080698 | 0.055838 | 0.023775 | 0.05209 | 0.059389
TSO | - | 31 | 2020 | Summer | Flex Down, [MW] | 0 | 0 | 0.16306 | 0.22621 | 0.22718 | 0.18362 | 0.17313 | 0.14795 | 0.15612 | 0.069303 | 0.030717 | 0.020662 | 0.014378 | 0.050411 | 0.031634 | 0.039495 | 0.0352 | 0.0049846 | 0.029576 | 0.041359 | 0.091853 | 0.098491 | 0.061148 | 0.024286 | 0.052904 | 0.056955
TSO | - | 31 | 2020 | Summer | Pc_net, [MW] | 0 | 0 | 3.5394 | 4.6643 | 5.7915 | 5.0199 | 4.6394 | 3.6317 | 2.1487 | 0.80529 | 0.39553 | -0.48939 | -0.31212 | -1.0214 | -1.2571 | -1.5949 | -0.75175 | -0.10961 | 0.57216 | 0.68925 | 1.6579 | 1.6851 | 1.1665 | 0.53059 | 1.0108 | 1.1237
TSO | - | 31 | 2020 | Summer | Qc, [MVAr] | 0 | 0 | 1.9276 | 1.3166 | 1.2134 | 1.2994 | 1.6264 | 1.5834 | 1.8846 | 1.6264 | 1.5404 | 1.876 | 2.0653 | 1.9878 | 2.2202 | 2.2976 | 2.2116 | 2.5644 | 2.7365 | 2.9 | 2.6332 | 2.6677 | 2.6418 | 2.289 | 2.6246 | 2.8742
TSO | - | 32 | 2020 | Summer | Pc, [MW] | 0 | 0 | 1.395 | 1.37 | 1.255 | 1.245 | 1.23 | 1.28 | 1.29 | 1.4 | 1.465 | 1.46 | 1.41 | 1.36 | 1.27 | 1.285 | 1.185 | 1.21 | 1.25 | 1.285 | 1.42 | 1.6 | 1.42 | 1.485 | 1.425 | 1.13
TSO | - | 32 | 2020 | Summer | Flex Up, [MW] | 0 | 0 | 0.067577 | 0.063039 | 0.048614 | 0.050661 | 0.049835 | 0.056654 | 0.10042 | 0.11821 | 0.11334 | 0.088385 | 0.087315 | 0.078282 | 0.097624 | 0.095502 | 0.064028 | 0.060459 | 0.06293 | 0.074703 | 0.072533 | 0.081316 | 0.069776 | 0.067103 | 0.07543 | 0.061283
TSO | - | 32 | 2020 | Summer | Flex Down, [MW] | 0 | 0 | 0.064052 | 0.062495 | 0.047854 | 0.048248 | 0.047596 | 0.053427 | 0.092135 | 0.11463 | 0.11126 | 0.088881 | 0.089732 | 0.078482 | 0.10632 | 0.10605 | 0.06566 | 0.060376 | 0.063666 | 0.075289 | 0.07412 | 0.087045 | 0.071988 | 0.067278 | 0.072467 | 0.055972
TSO | - | 32 | 2020 | Summer | Pc_net, [MW] | 0 | 0 | 1.3985 | 1.3705 | 1.2558 | 1.2474 | 1.2322 | 1.2832 | 1.2983 | 1.4036 | 1.4671 | 1.4595 | 1.4076 | 1.3598 | 1.2613 | 1.2745 | 1.1834 | 1.2101 | 1.2493 | 1.2844 | 1.4184 | 1.5943 | 1.4178 | 1.4848 | 1.428 | 1.1353
TSO | - | 32 | 2020 | Summer | Qc, [MVAr] | 0 | 0 | -0.69231 | -0.71538 | -0.7 | -0.71538 | -0.70769 | -0.8 | -0.66923 | -0.24615 | -0.18462 | -0.11538 | -0.13077 | 0.038462 | 0.13077 | 0.12308 | -0.030769 | -0.23077 | -0.14615 | -0.22308 | -0.33846 | -0.23077 | -0.36923 | -0.24615 | -0.40769 | -0.46154
TSO | - | 33 | 2020 | Summer | Pc, [MW] | 0 | 0 | 1.995 | 1.672 | 1.425 | 1.368 | 1.368 | 1.615 | 2.261 | 2.508 | 3.021 | 3.173 | 3.268 | 3.534 | 3.8 | 3.705 | 3.572 | 3.401 | 3.192 | 3.173 | 3.002 | 3.135 | 3.135 | 3.268 | 3.04 | 2.299
TSO | - | 33 | 2020 | Summer | Flex Up, [MW] | 0 | 0 | 0.10121 | 0.079436 | 0.056549 | 0.057037 | 0.056847 | 0.073422 | 0.18937 | 0.22707 | 0.24592 | 0.19695 | 0.20296 | 0.20369 | 0.256 | 0.24133 | 0.18752 | 0.17239 | 0.16308 | 0.1887 | 0.15609 | 0.15811 | 0.15494 | 0.15 | 0.16916 | 0.13517
TSO | - | 33 | 2020 | Summer | Flex Down, [MW] | 0 | 0 | 0.087033 | 0.07377 | 0.052986 | 0.051644 | 0.051514 | 0.06547 | 0.14813 | 0.19005 | 0.21724 | 0.1883 | 0.20739 | 0.20367 | 0.35424 | 0.33979 | 0.20341 | 0.16724 | 0.16019 | 0.18167 | 0.15395 | 0.17177 | 0.15804 | 0.14573 | 0.14635 | 0.10338
TSO | - | 33 | 2020 | Summer | Pc_net, [MW] | 0 | 0 | 2.0092 | 1.6777 | 1.4286 | 1.3734 | 1.3733 | 1.623 | 2.3022 | 2.545 | 3.0497 | 3.1817 | 3.2636 | 3.534 | 3.7018 | 3.6065 | 3.5561 | 3.4062 | 3.1949 | 3.18 | 3.0041 | 3.1213 | 3.1319 | 3.2723 | 3.0628 | 2.3308
TSO | - | 33 | 2020 | Summer | Qc, [MVAr] | 0 | 0 | -1.0419 | -1.2258 | -1.2871 | -1.3484 | -1.2871 | -1.9 | -1.4403 | -0.73548 | -0.21452 | -0.091935 | 0.030645 | 0.030645 | 0.45968 | 0.42903 | 0.42903 | -0.18387 | -0.030645 | -0.18387 | -0.52097 | -0.49032 | -0.45968 | -0.3371 | -0.52097 | -0.79677
TSO | - | 34 | 2020 | Summer | Pc, [MW] | 0 | 0 | 0 | 0 | 0 | 0 | 0 | 0 | 0 | 0 | 0 | 0 | 0 | 0 | 0 | 0 | 0 | 0 | 0 | 0 | 0 | 0 | 0 | 0 | 0 | 0
TSO | - | 34 | 2020 | Summer | Flex Up, [MW] | 0 | 0 | 0 | 0 | 0 | 0 | 0 | 0 | 0 | 0 | 0 | 0 | 0 | 0 | 0 | 0 | 0 | 0 | 0 | 0 | 0 | 0 | 0 | 0 | 0 | 0
TSO | - | 34 | 2020 | Summer | Flex Down, [MW] | 0 | 0 | 0 | 0 | 0 | 0 | 0 | 0 | 0 | 0 | 0 | 0 | 0 | 0 | 0 | 0 | 0 | 0 | 0 | 0 | 0 | 0 | 0 | 0 | 0 | 0
TSO | - | 34 | 2020 | Summer | Pc_net, [MW] | 0 | 0 | 0 | 0 | 0 | 0 | 0 | 0 | 0 | 0 | 0 | 0 | 0 | 0 | 0 | 0 | 0 | 0 | 0 | 0 | 0 | 0 | 0 | 0 | 0 | 0
TSO | - | 34 | 2020 | Summer | Qc, [MVAr] | 0 | 0 | 0 | 0 | 0 | 0 | 0 | 0 | 0 | 0 | 0 | 0 | 0 | 0 | 0 | 0 | 0 | 0 | 0 | 0 | 0 | 0 | 0 | 0 | 0 | 0
TSO | - | 35 | 2020 | Summer | Pc, [MW] | 0 | 0 | 3.96 | 3.7886 | 3.6 | 3.7543 | 3.72 | 3.7543 | 5.04 | 5.6743 | 6 | 5.6743 | 5.5029 | 5.88 | 5.8457 | 5.4686 | 5.2286 | 5.04 | 5.04 | 4.8171 | 4.9543 | 5.2114 | 5.1257 | 5.4171 | 5.04 | 4.32
TSO | - | 35 | 2020 | Summer | Flex Up, [MW] | 0 | 0 | 0.19897 | 0.17957 | 0.14432 | 0.15889 | 0.15628 | 0.17112 | 0.40727 | 0.47373 | 0.46476 | 0.333 | 0.3379 | 0.3329 | 0.42992 | 0.38861 | 0.28161 | 0.25402 | 0.25675 | 0.28601 | 0.25053 | 0.26073 | 0.24606 | 0.24333 | 0.27426 | 0.25194
TSO | - | 35 | 2020 | Summer | Flex Down, [MW] | 0 | 0 | 0.17469 | 0.16758 | 0.1324 | 0.13937 | 0.13839 | 0.15175 | 0.34505 | 0.47 | 0.45511 | 0.35595 | 0.35307 | 0.34487 | 0.50883 | 0.46912 | 0.29061 | 0.24929 | 0.25368 | 0.27627 | 0.26113 | 0.28764 | 0.26566 | 0.24687 | 0.24883 | 0.19632
TSO | - | 35 | 2020 | Summer | Pc_net, [MW] | 0 | 0 | 3.9843 | 3.8006 | 3.6119 | 3.7738 | 3.7379 | 3.7737 | 5.1022 | 5.678 | 6.0096 | 5.6513 | 5.4877 | 5.868 | 5.7668 | 5.3881 | 5.2196 | 5.0447 | 5.0431 | 4.8269 | 4.9437 | 5.1845 | 5.1061 | 5.4136 | 5.0654 | 4.3756
TSO | - | 35 | 2020 | Summer | Qc, [MVAr] | 0 | 0 | -0.38889 | -0.5 | -0.5 | -0.38889 | -0.44444 | -0.55556 | 0.88889 | 2.1111 | 2.4444 | 2.1667 | 2.2222 | 3 | 2.8333 | 2.7778 | 1.8889 | 1.5 | 1.4444 | 1.0556 | 1.0556 | 0.94444 | 0.72222 | 1.3889 | 0.55556 | -0.055556
TSO | - | 36 | 2020 | Summer | Pc, [MW] | 0 | 0 | 0 | 0 | 0 | 0 | 0 | 0 | 0 | 0 | 0 | 0 | 0 | 0 | 0 | 0 | 0 | 0 | 0 | 0 | 0 | 0 | 0 | 0 | 0 | 0
TSO | - | 36 | 2020 | Summer | Flex Up, [MW] | 0 | 0 | 0 | 0 | 0 | 0 | 0 | 0 | 0 | 0 | 0 | 0 | 0 | 0 | 0 | 0 | 0 | 0 | 0 | 0 | 0 | 0 | 0 | 0 | 0 | 0
TSO | - | 36 | 2020 | Summer | Flex Down, [MW] | 0 | 0 | 0 | 0 | 0 | 0 | 0 | 0 | 0 | 0 | 0 | 0 | 0 | 0 | 0 | 0 | 0 | 0 | 0 | 0 | 0 | 0 | 0 | 0 | 0 | 0
TSO | - | 36 | 2020 | Summer | Pc_net, [MW] | 0 | 0 | 0 | 0 | 0 | 0 | 0 | 0 | 0 | 0 | 0 | 0 | 0 | 0 | 0 | 0 | 0 | 0 | 0 | 0 | 0 | 0 | 0 | 0 | 0 | 0
TSO | - | 36 | 2020 | Summer | Qc, [MVAr] | 0 | 0 | 0 | 0 | 0 | 0 | 0 | 0 | 0 | 0 | 0 | 0 | 0 | 0 | 0 | 0 | 0 | 0 | 0 | 0 | 0 | 0 | 0 | 0 | 0 | 0
TSO | - | 37 | 2020 | Summer | Pc, [MW] | 0 | 0 | 0 | 0 | 0 | 0 | 0 | 0 | 0 | 0 | 0 | 0 | 0 | 0 | 0 | 0 | 0 | 0 | 0 | 0 | 0 | 0 | 0 | 0 | 0 | 0
TSO | - | 37 | 2020 | Summer | Flex Up, [MW] | 0 | 0 | 0 | 0 | 0 | 0 | 0 | 0 | 0 | 0 | 0 | 0 | 0 | 0 | 0 | 0 | 0 | 0 | 0 | 0 | 0 | 0 | 0 | 0 | 0 | 0
TSO | - | 37 | 2020 | Summer | Flex Down, [MW] | 0 | 0 | 0 | 0 | 0 | 0 | 0 | 0 | 0 | 0 | 0 | 0 | 0 | 0 | 0 | 0 | 0 | 0 | 0 | 0 | 0 | 0 | 0 | 0 | 0 | 0
TSO | - | 37 | 2020 | Summer | Pc_net, [MW] | 0 | 0 | 0 | 0 | 0 | 0 | 0 | 0 | 0 | 0 | 0 | 0 | 0 | 0 | 0 | 0 | 0 | 0 | 0 | 0 | 0 | 0 | 0 | 0 | 0 | 0
TSO | - | 37 | 2020 | Summer | Qc, [MVAr] | 0 | 0 | 0 | 0 | 0 | 0 | 0 | 0 | 0 | 0 | 0 | 0 | 0 | 0 | 0 | 0 | 0 | 0 | 0 | 0 | 0 | 0 | 0 | 0 | 0 | 0
TSO | - | 38 | 2020 | Summer | Pc, [MW] | 0 | 0 | 10.7869 | 10.3279 | 10.3279 | 11.4754 | 10.3279 | 9.8689 | 9.8689 | 10.0984 | 10.5574 | 9.8689 | 12.623 | 9.8689 | 12.3934 | 13.082 | 12.8525 | 13.3115 | 12.8525 | 14 | 9.8689 | 8.7213 | 8.7213 | 9.1803 | 9.6393 | 0.68852
TSO | - | 38 | 2020 | Summer | Flex Up, [MW] | 0 | 0 | 0.52968 | 0.47168 | 0.40146 | 0.47474 | 0.4214 | 0.42305 | 0.73295 | 0.87124 | 0.84335 | 0.56817 | 0.80558 | 0.55324 | 0.96388 | 0.97998 | 0.70664 | 0.66902 | 0.65757 | 0.83985 | 0.49157 | 0.44081 | 0.412 | 0.40717 | 0.52513 | 0.03618
TSO | - | 38 | 2020 | Summer | Flex Down, [MW] | 0 | 0 | 0.48815 | 0.47467 | 0.39241 | 0.43693 | 0.39669 | 0.42568 | 0.74018 | 0.80827 | 0.77523 | 0.63007 | 0.77942 | 0.58431 | 1.0264 | 1.0719 | 0.69995 | 0.66031 | 0.64409 | 0.79431 | 0.52765 | 0.4769 | 0.45869 | 0.42357 | 0.47531 | 0.035265
TSO | - | 38 | 2020 | Summer | Pc_net, [MW] | 0 | 0 | 10.8284 | 10.3249 | 10.3369 | 11.5132 | 10.3526 | 9.8662 | 9.8616 | 10.1613 | 10.6255 | 9.8069 | 12.6491 | 9.8378 | 12.331 | 12.99 | 12.8591 | 13.3202 | 12.8659 | 14.0455 | 9.8328 | 8.6852 | 8.6746 | 9.1639 | 9.6892 | 0.68944
TSO | - | 38 | 2020 | Summer | Qc, [MVAr] | 0 | 0 | -3.5 | -4.2 | -3.5 | -4.2 | -3.5 | -4.2 | -7 | -2.1 | -2.8 | -3.5 | -2.8 | -3.5 | -2.1 | -1.4 | -1.4 | -0.7 | 5.6 | 5.6 | -0.7 | -0.7 | -0.7 | -1.4 | -2.1 | -5.6
TSO | - | 39 | 2020 | Summer | Pc, [MW] | 0 | 0 | 0 | 0 | 0 | 0 | 0 | 0 | 0 | 0 | 0 | 0 | 0 | 0 | 0 | 0 | 0 | 0 | 0 | 0 | 0 | 0 | 0 | 0 | 0 | 0
TSO | - | 39 | 2020 | Summer | Flex Up, [MW] | 0 | 0 | 0 | 0 | 0 | 0 | 0 | 0 | 0 | 0 | 0 | 0 | 0 | 0 | 0 | 0 | 0 | 0 | 0 | 0 | 0 | 0 | 0 | 0 | 0 | 0
TSO | - | 39 | 2020 | Summer | Flex Down, [MW] | 0 | 0 | 0 | 0 | 0 | 0 | 0 | 0 | 0 | 0 | 0 | 0 | 0 | 0 | 0 | 0 | 0 | 0 | 0 | 0 | 0 | 0 | 0 | 0 | 0 | 0
TSO | - | 39 | 2020 | Summer | Pc_net, [MW] | 0 | 0 | 0 | 0 | 0 | 0 | 0 | 0 | 0 | 0 | 0 | 0 | 0 | 0 | 0 | 0 | 0 | 0 | 0 | 0 | 0 | 0 | 0 | 0 | 0 | 0
TSO | - | 39 | 2020 | Summer | Qc, [MVAr] | 0 | 0 | 0 | 0 | 0 | 0 | 0 | 0 | 0 | 0 | 0 | 0 | 0 | 0 | 0 | 0 | 0 | 0 | 0 | 0 | 0 | 0 | 0 | 0 | 0 | 0
TSO | - | 40 | 2020 | Summer | Pc, [MW] | 0 | 0 | 0 | 0 | 0 | 0 | 0 | 0 | 0 | 0 | 0 | 0 | 0 | 0 | 0 | 0 | 0 | 0 | 0 | 0 | 0 | 0 | 0 | 0 | 0 | 0
TSO | - | 40 | 2020 | Summer | Flex Up, [MW] | 0 | 0 | 0 | 0 | 0 | 0 | 0 | 0 | 0 | 0 | 0 | 0 | 0 | 0 | 0 | 0 | 0 | 0 | 0 | 0 | 0 | 0 | 0 | 0 | 0 | 0
TSO | - | 40 | 2020 | Summer | Flex Down, [MW] | 0 | 0 | 0 | 0 | 0 | 0 | 0 | 0 | 0 | 0 | 0 | 0 | 0 | 0 | 0 | 0 | 0 | 0 | 0 | 0 | 0 | 0 | 0 | 0 | 0 | 0
TSO | - | 40 | 2020 | Summer | Pc_net, [MW] | 0 | 0 | 0 | 0 | 0 | 0 | 0 | 0 | 0 | 0 | 0 | 0 | 0 | 0 | 0 | 0 | 0 | 0 | 0 | 0 | 0 | 0 | 0 | 0 | 0 | 0
TSO | - | 40 | 2020 | Summer | Qc, [MVAr] | 0 | 0 | 0 | 0 | 0 | 0 | 0 | 0 | 0 | 0 | 0 | 0 | 0 | 0 | 0 | 0 | 0 | 0 | 0 | 0 | 0 | 0 | 0 | 0 | 0 | 0
TSO | - | 41 | 2020 | Summer | Pc, [MW] | 0 | 0 | 3.9924 | 3.6628 | 3.5895 | 3.5895 | 3.6994 | 3.7727 | 5.018 | 5.714 | 5.8971 | 5.4209 | 5.5674 | 6.3 | 6.2634 | 6.0802 | 5.8238 | 5.4576 | 5.6407 | 5.6773 | 5.6773 | 5.4209 | 5.9337 | 5.7506 | 4.7983 | 4.432
TSO | - | 41 | 2020 | Summer | Flex Up, [MW] | 0 | 0 | 0.19298 | 0.16709 | 0.13935 | 0.1473 | 0.14928 | 0.16422 | 0.38592 | 0.46437 | 0.43989 | 0.32634 | 0.34614 | 0.35828 | 0.49336 | 0.47184 | 0.32424 | 0.27812 | 0.29014 | 0.33809 | 0.30103 | 0.27494 | 0.28469 | 0.2654 | 0.25036 | 0.23717
TSO | - | 41 | 2020 | Summer | Flex Down, [MW] | 0 | 0 | 0.18374 | 0.16854 | 0.13657 | 0.13787 | 0.14375 | 0.16023 | 0.36312 | 0.48595 | 0.46421 | 0.33185 | 0.35294 | 0.36791 | 0.51247 | 0.48183 | 0.31313 | 0.26689 | 0.28113 | 0.32459 | 0.28531 | 0.29548 | 0.3077 | 0.25498 | 0.24764 | 0.22271
TSO | - | 41 | 2020 | Summer | Pc_net, [MW] | 0 | 0 | 4.0017 | 3.6613 | 3.5923 | 3.599 | 3.7049 | 3.7767 | 5.0408 | 5.6924 | 5.8728 | 5.4154 | 5.5606 | 6.2904 | 6.2443 | 6.0702 | 5.8349 | 5.4688 | 5.6497 | 5.6908 | 5.693 | 5.4004 | 5.9107 | 5.761 | 4.801 | 4.4464
TSO | - | 41 | 2020 | Summer | Qc, [MVAr] | 0 | 0 | -2.4545 | -2.4545 | -2.8636 | -2.8636 | -3 | -3 | -1.2273 | -0.54545 | 0 | -0.40909 | -0.81818 | -0.40909 | 0.27273 | 0 | -0.13636 | -0.81818 | -0.40909 | 0.13636 | 0 | -1.2273 | -0.81818 | -0.81818 | -1.9091 | -2.0455
TSO | - | 42 | 2020 | Summer | Pc, [MW] | 0 | 0 | 4.4265 | 4.0321 | 3.4623 | 3.813 | 3.9444 | 4.2074 | 5.7414 | 6.7056 | 7.1 | 6.9685 | 6.2673 | 7.1 | 6.9247 | 6.7932 | 5.7414 | 5.566 | 5.4784 | 5.4346 | 5.3469 | 5.9167 | 5.9605 | 6.3549 | 5.7852 | 4.9525
TSO | - | 42 | 2020 | Summer | Flex Up, [MW] | 0 | 0 | 0.21664 | 0.18795 | 0.13618 | 0.15891 | 0.16056 | 0.18606 | 0.45436 | 0.55328 | 0.51143 | 0.41048 | 0.3823 | 0.3951 | 0.5296 | 0.51325 | 0.32326 | 0.28858 | 0.28413 | 0.32777 | 0.28411 | 0.30025 | 0.28948 | 0.29424 | 0.31141 | 0.27705
TSO | - | 42 | 2020 | Summer | Flex Down, [MW] | 0 | 0 | 0.20104 | 0.18151 | 0.12996 | 0.14401 | 0.15188 | 0.17578 | 0.40265 | 0.56196 | 0.57709 | 0.43561 | 0.40465 | 0.4233 | 0.58242 | 0.55225 | 0.30508 | 0.26726 | 0.27071 | 0.30658 | 0.2681 | 0.32233 | 0.30558 | 0.28083 | 0.28901 | 0.23684
TSO | - | 42 | 2020 | Summer | Pc_net, [MW] | 0 | 0 | 4.4421 | 4.0385 | 3.4686 | 3.8279 | 3.9531 | 4.2177 | 5.7931 | 6.6969 | 7.0343 | 6.9434 | 6.2449 | 7.0718 | 6.8719 | 6.7542 | 5.7595 | 5.5874 | 5.4918 | 5.4558 | 5.3629 | 5.8946 | 5.9444 | 6.3683 | 5.8076 | 4.9927
TSO | - | 42 | 2020 | Summer | Qc, [MVAr] | 0 | 0 | -1.8 | -2.4 | -2.6 | -2.2 | -2 | -1.8 | -0.4 | 3 | 3 | 3.6 | 2.8 | 4 | 4.4 | 4.2 | 3.4 | 2.6 | 1.8 | 1.6 | 1.4 | 1.8 | 1.6 | 1 | 0.6 | -0.4
TSO | - | 43 | 2020 | Summer | Pc, [MW] | 0 | 0 | 1.3333 | 1.3333 | 1.6667 | 0.33333 | 0.66667 | 1.6667 | 1.3333 | 0.66667 | 0 | -2 | -2 | -1.6667 | -1.6667 | -1 | 0.66667 | 0.66667 | 0 | 0 | 0.33333 | 0.33333 | 0.33333 | 0.33333 | -1 | -0.33333
TSO | - | 43 | 2020 | Summer | Flex Up, [MW] | 0 | 0 | 0.063379 | 0.060719 | 0.064337 | 0.013276 | 0.026473 | 0.071885 | 0.10009 | 0.055176 | 0 | 0.083491 | 0.091226 | 0.081007 | 0.041255 | 0.024274 | 0.036487 | 0.033301 | 0 | 0 | 0.017236 | 0.017487 | 0.016587 | 0.015098 | 0.048258 | 0.015114
TSO | - | 43 | 2020 | Summer | Flex Down, [MW] | 0 | 0 | 0.062431 | 0.061455 | 0.063774 | 0.013206 | 0.026335 | 0.07145 | 0.098933 | 0.055701 | 0 | 0.083769 | 0.091872 | 0.081537 | 0.041402 | 0.024309 | 0.036474 | 0.033275 | 0 | 0 | 0.01719 | 0.017588 | 0.016691 | 0.015066 | 0.04858 | 0.015121
TSO | - | 43 | 2020 | Summer | Pc_net, [MW] | 0 | 0 | 1.3343 | 1.3326 | 1.6672 | 0.3334 | 0.66681 | 1.6671 | 1.3345 | 0.66614 | 0 | -2.0003 | -2.0006 | -1.6672 | -1.6668 | -1 | 0.66668 | 0.66669 | 0 | 0 | 0.33338 | 0.33323 | 0.33323 | 0.33336 | -1.0003 | -0.33334
TSO | - | 43 | 2020 | Summer | Qc, [MVAr] | 0 | 0 | 0.73077 | 0.65385 | 0.30769 | 0.53846 | 0.57692 | 0.30769 | 0.88462 | 0.69231 | 0.73077 | 0.88462 | 0.84615 | 0.96154 | 1 | 0.96154 | 0.80769 | 0.88462 | 0.96154 | 0.96154 | 0.88462 | 0.84615 | 0.92308 | 0.92308 | 0.88462 | 0.96154
TSO | - | 44 | 2020 | Summer | Pc, [MW] | 0 | 0 | 7.5765 | 7.1059 | 6.8235 | 6.7294 | 6.9176 | 6.6353 | 7.9059 | 9.0353 | 9.5059 | 9.8824 | 10.6353 | 12 | 8.0471 | 10.8235 | 10.2588 | 9.9765 | 10.4471 | 9.9294 | 9.0353 | 9.3647 | 9.4118 | 9.9765 | 8.0471 | 7.3412
TSO | - | 44 | 2020 | Summer | Flex Up, [MW] | 0 | 0 | 0.36509 | 0.32557 | 0.2638 | 0.27172 | 0.27794 | 0.28401 | 0.58379 | 0.76633 | 0.74137 | 0.57417 | 0.67233 | 0.66334 | 0.63948 | 0.83344 | 0.56816 | 0.50375 | 0.53541 | 0.59289 | 0.45509 | 0.47671 | 0.44845 | 0.44424 | 0.43349 | 0.42258
TSO | - | 44 | 2020 | Summer | Flex Down, [MW] | 0 | 0 | 0.34981 | 0.32554 | 0.2607 | 0.2629 | 0.27002 | 0.28663 | 0.59633 | 0.73638 | 0.716 | 0.6257 | 0.6631 | 0.71986 | 0.65278 | 0.86421 | 0.55458 | 0.49254 | 0.52264 | 0.56612 | 0.47804 | 0.5087 | 0.49116 | 0.45855 | 0.40169 | 0.33918
TSO | - | 44 | 2020 | Summer | Pc_net, [MW] | 0 | 0 | 7.5917 | 7.1059 | 6.8266 | 6.7382 | 6.9256 | 6.6327 | 7.8933 | 9.0653 | 9.5313 | 9.8308 | 10.6445 | 11.9435 | 8.0338 | 10.7928 | 10.2724 | 9.9877 | 10.4598 | 9.9562 | 9.0123 | 9.3327 | 9.3691 | 9.9622 | 8.0789 | 7.4246
TSO | - | 44 | 2020 | Summer | Qc, [MVAr] | 0 | 0 | -0.52941 | -0.84706 | -0.84706 | -0.95294 | -0.74118 | -1.3765 | -0.84706 | 0.42353 | 1.3765 | 1.2706 | 0.63529 | 1.8 | 1.3765 | 1.8 | 1.6941 | 0.63529 | 1.1647 | 0.74118 | 0.52941 | 0.63529 | 0.63529 | 0.31765 | -0.31765 | -1.2706
TSO | - | 45 | 2020 | Summer | Pc, [MW] | 0 | 0 | 0 | 0 | 0 | 0 | 0 | 0 | 0 | 0 | 0 | 0 | 0 | 0 | 0 | 0 | 0 | 0 | 0 | 0 | 0 | 0 | 0 | 0 | 0 | 0
TSO | - | 45 | 2020 | Summer | Flex Up, [MW] | 0 | 0 | 0 | 0 | 0 | 0 | 0 | 0 | 0 | 0 | 0 | 0 | 0 | 0 | 0 | 0 | 0 | 0 | 0 | 0 | 0 | 0 | 0 | 0 | 0 | 0
TSO | - | 45 | 2020 | Summer | Flex Down, [MW] | 0 | 0 | 0 | 0 | 0 | 0 | 0 | 0 | 0 | 0 | 0 | 0 | 0 | 0 | 0 | 0 | 0 | 0 | 0 | 0 | 0 | 0 | 0 | 0 | 0 | 0
TSO | - | 45 | 2020 | Summer | Pc_net, [MW] | 0 | 0 | 0 | 0 | 0 | 0 | 0 | 0 | 0 | 0 | 0 | 0 | 0 | 0 | 0 | 0 | 0 | 0 | 0 | 0 | 0 | 0 | 0 | 0 | 0 | 0
TSO | - | 45 | 2020 | Summer | Qc, [MVAr] | 0 | 0 | 0 | 0 | 0 | 0 | 0 | 0 | 0 | 0 | 0 | 0 | 0 | 0 | 0 | 0 | 0 | 0 | 0 | 0 | 0 | 0 | 0 | 0 | 0 | 0
TSO | - | 46 | 2020 | Summer | Pc, [MW] | 0 | 0 | 0 | 0 | 0 | 0 | 0 | 0 | 0 | 0 | 0 | 0 | 0 | 0 | 0 | 0 | 0 | 0 | 0 | 0 | 0 | 0 | 0 | 0 | 0 | 0
TSO | - | 46 | 2020 | Summer | Flex Up, [MW] | 0 | 0 | 0 | 0 | 0 | 0 | 0 | 0 | 0 | 0 | 0 | 0 | 0 | 0 | 0 | 0 | 0 | 0 | 0 | 0 | 0 | 0 | 0 | 0 | 0 | 0
TSO | - | 46 | 2020 | Summer | Flex Down, [MW] | 0 | 0 | 0 | 0 | 0 | 0 | 0 | 0 | 0 | 0 | 0 | 0 | 0 | 0 | 0 | 0 | 0 | 0 | 0 | 0 | 0 | 0 | 0 | 0 | 0 | 0
TSO | - | 46 | 2020 | Summer | Pc_net, [MW] | 0 | 0 | 0 | 0 | 0 | 0 | 0 | 0 | 0 | 0 | 0 | 0 | 0 | 0 | 0 | 0 | 0 | 0 | 0 | 0 | 0 | 0 | 0 | 0 | 0 | 0
TSO | - | 46 | 2020 | Summer | Qc, [MVAr] | 0 | 0 | 0 | 0 | 0 | 0 | 0 | 0 | 0 | 0 | 0 | 0 | 0 | 0 | 0 | 0 | 0 | 0 | 0 | 0 | 0 | 0 | 0 | 0 | 0 | 0
TSO | - | 47 | 2020 | Summer | Pc, [MW] | 0 | 0 | -1.4975 | -8.1529 | -9.4008 | -10.2328 | -6.0731 | -11.0647 | -3.5773 | -4.8252 | -6.0731 | 2.6622 | 4.3261 | 7.2378 | 18.4689 | 29.7 | 28.4521 | 26.3723 | 24.7084 | 23.8765 | 11.3975 | 13.8933 | 22.2126 | 26.3723 | 26.3723 | 28.8681
TSO | - | 47 | 2020 | Summer | Flex Up, [MW] | 0 | 0 | 0.068009 | 0.2717 | 0.22197 | 0.25341 | 0.14014 | 0.38688 | 0.1919 | 0.20918 | 0.16196 | 0.15976 | 0.26561 | 0.40834 | 1.4936 | 2.4026 | 1.6127 | 1.3775 | 1.3232 | 1.5265 | 0.57553 | 0.70264 | 0.98242 | 1.0859 | 1.3422 | 1.403
TSO | - | 47 | 2020 | Summer | Flex Down, [MW] | 0 | 0 | 0.067804 | 0.26785 | 0.21912 | 0.24687 | 0.13892 | 0.38899 | 0.19196 | 0.2071 | 0.16196 | 0.16347 | 0.27759 | 0.42594 | 1.4723 | 2.2558 | 1.5011 | 1.2561 | 1.1792 | 1.2605 | 0.60156 | 0.75929 | 1.2352 | 1.3006 | 1.3949 | 1.5925
TSO | - | 47 | 2020 | Summer | Pc_net, [MW] | 0 | 0 | -1.4973 | -8.1491 | -9.398 | -10.2262 | -6.0719 | -11.0668 | -3.5774 | -4.8231 | -6.0731 | 2.6585 | 4.3141 | 7.2202 | 18.4903 | 29.8468 | 28.5637 | 26.4937 | 24.8524 | 24.1424 | 11.3714 | 13.8366 | 21.9599 | 26.1575 | 26.3196 | 28.6785
TSO | - | 47 | 2020 | Summer | Qc, [MVAr] | 0 | 0 | -4.6 | -5.6 | -6.6 | -9.6 | -10.1 | -11.6 | -8.1 | -0.1 | 2.9 | 7.9 | 7.4 | 4.9 | 2.9 | -1.6 | -0.6 | -3.1 | -3.1 | -4.1 | -0.1 | -1.1 | -4.1 | -5.1 | -5.1 | -7.6
TSO | - | 48 | 2020 | Summer | Pc, [MW] | 0 | 0 | 0 | 0 | 0 | 0 | 0 | 0 | 0 | 0 | 0 | 0 | 0 | 0 | 0 | 0 | 0 | 0 | 0 | 0 | 0 | 0 | 0 | 0 | 0 | 0
TSO | - | 48 | 2020 | Summer | Flex Up, [MW] | 0 | 0 | 0 | 0 | 0 | 0 | 0 | 0 | 0 | 0 | 0 | 0 | 0 | 0 | 0 | 0 | 0 | 0 | 0 | 0 | 0 | 0 | 0 | 0 | 0 | 0
TSO | - | 48 | 2020 | Summer | Flex Down, [MW] | 0 | 0 | 0 | 0 | 0 | 0 | 0 | 0 | 0 | 0 | 0 | 0 | 0 | 0 | 0 | 0 | 0 | 0 | 0 | 0 | 0 | 0 | 0 | 0 | 0 | 0
TSO | - | 48 | 2020 | Summer | Pc_net, [MW] | 0 | 0 | 0 | 0 | 0 | 0 | 0 | 0 | 0 | 0 | 0 | 0 | 0 | 0 | 0 | 0 | 0 | 0 | 0 | 0 | 0 | 0 | 0 | 0 | 0 | 0
TSO | - | 48 | 2020 | Summer | Qc, [MVAr] | 0 | 0 | 0 | 0 | 0 | 0 | 0 | 0 | 0 | 0 | 0 | 0 | 0 | 0 | 0 | 0 | 0 | 0 | 0 | 0 | 0 | 0 | 0 | 0 | 0 | 0
TSO | - | 49 | 2020 | Summer | Pc, [MW] | 0 | 0 | 1.6875 | 18 | 9 | 1.4062 | 1.4062 | 1.6875 | 1.125 | 0.5625 | 1.125 | 10.6875 | 0.84375 | 2.25 | 1.125 | 1.4062 | 5.0625 | 1.4062 | 1.125 | 1.125 | 3.375 | 0.5625 | 1.125 | 0.5625 | 1.125 | 0.5625
TSO | - | 49 | 2020 | Summer | Flex Up, [MW] | 0 | 0 | 0.079607 | 0.85444 | 0.35121 | 0.055921 | 0.055731 | 0.072436 | 0.083595 | 0.046693 | 0.085673 | 0.63723 | 0.052934 | 0.12898 | 0.088958 | 0.10822 | 0.26742 | 0.069578 | 0.056555 | 0.065057 | 0.16883 | 0.029396 | 0.055451 | 0.025332 | 0.057964 | 0.029077
TSO | - | 49 | 2020 | Summer | Flex Down, [MW] | 0 | 0 | 0.079622 | 0.79491 | 0.34059 | 0.055798 | 0.05566 | 0.07269 | 0.084334 | 0.04686 | 0.086803 | 0.6604 | 0.053012 | 0.13037 | 0.091704 | 0.11235 | 0.28663 | 0.070855 | 0.057382 | 0.066259 | 0.17973 | 0.029793 | 0.056863 | 0.02557 | 0.058797 | 0.029291
TSO | - | 49 | 2020 | Summer | Pc_net, [MW] | 0 | 0 | 1.6875 | 18.0595 | 9.0106 | 1.4064 | 1.4063 | 1.6872 | 1.1243 | 0.56233 | 1.1239 | 10.6643 | 0.84367 | 2.2486 | 1.1223 | 1.4021 | 5.0433 | 1.405 | 1.1242 | 1.1238 | 3.3641 | 0.5621 | 1.1236 | 0.56226 | 1.1242 | 0.56229
TSO | - | 49 | 2020 | Summer | Qc, [MVAr] | 0 | 0 | 1.1591 | 8.5 | 4.6364 | 1.1591 | 0.57955 | 1.1591 | 1.1591 | 1.9318 | 1.9318 | 6.375 | 1.3523 | 2.8977 | 1.1591 | 1.9318 | 5.2159 | 1.7386 | 1.3523 | 1.1591 | 0 | 0.77273 | 0.77273 | 1.5455 | 0 | 0
TSO | - | 50 | 2020 | Summer | Pc, [MW] | 0 | 0 | 14.7153 | 13.6423 | 13.3358 | 13.6423 | 13.5657 | 13.4124 | 14.562 | 18.7007 | 20.4635 | 19.6204 | 20.2336 | 20.9234 | 20.6168 | 21 | 18.854 | 19.3905 | 19.0073 | 19.4672 | 19.3905 | 19.927 | 19.927 | 20.4635 | 18.6241 | 17.0146
TSO | - | 50 | 2020 | Summer | Flex Up, [MW] | 0 | 0 | 0.73961 | 0.67424 | 0.54801 | 0.56888 | 0.56597 | 0.59705 | 1.1369 | 1.6704 | 1.5789 | 1.2752 | 1.3696 | 1.2564 | 1.5097 | 1.5061 | 1.0562 | 0.97763 | 0.96892 | 1.1188 | 0.93451 | 0.94091 | 0.89793 | 0.87185 | 0.95153 | 0.87084
TSO | - | 50 | 2020 | Summer | Flex Down, [MW] | 0 | 0 | 0.64889 | 0.57581 | 0.47707 | 0.51493 | 0.50859 | 0.55643 | 1.0367 | 1.4399 | 1.5584 | 1.107 | 1.1711 | 1.1554 | 1.8011 | 1.7877 | 1.0072 | 0.95878 | 0.95609 | 1.1535 | 1.0681 | 1.1559 | 1.0915 | 0.97994 | 0.98142 | 0.89469
TSO | - | 50 | 2020 | Summer | Pc_net, [MW] | 0 | 0 | 14.8061 | 13.7408 | 13.4067 | 13.6963 | 13.6231 | 13.453 | 14.6622 | 18.9312 | 20.484 | 19.7886 | 20.4321 | 21.0243 | 20.3254 | 20.7184 | 18.9031 | 19.4094 | 19.0201 | 19.4324 | 19.2569 | 19.712 | 19.7335 | 20.3554 | 18.5942 | 16.9908
TSO | - | 50 | 2020 | Summer | Qc, [MVAr] | 0 | 0 | -4.375 | -7.875 | -7.875 | -6.5625 | -6.5625 | -8.75 | -5.6875 | 4.8125 | 10.5 | 5.6875 | 9.625 | 10.5 | 10.5 | 10.0625 | 1.3125 | 3.0625 | 4.375 | 7.875 | 8.3125 | 3.9375 | 3.5 | 1.75 | 0.875 | -0.4375
TSO | - | 51 | 2020 | Summer | Pc, [MW] | 0 | 0 | 12.2026 | 12.1091 | 11.1273 | 11.7351 | 10.613 | 11.7818 | 14.587 | 17.7662 | 17.2987 | 18 | 16.7844 | 17.7195 | 17.439 | 17.813 | 17.439 | 15.6156 | 15.8961 | 15.7091 | 15.7558 | 16.4104 | 15.9896 | 16.0364 | 14.4468 | 13.9792
TSO | - | 51 | 2020 | Summer | Flex Up, [MW] | 0 | 0 | 0.5844 | 0.55901 | 0.4415 | 0.47459 | 0.4338 | 0.52805 | 1.1275 | 1.327 | 1.3574 | 1.1349 | 1.1076 | 1.0501 | 1.3916 | 1.3861 | 0.98056 | 0.79017 | 0.81687 | 0.92846 | 0.79575 | 0.81712 | 0.76255 | 0.70774 | 0.7338 | 0.70325
TSO | - | 51 | 2020 | Summer | Flex Down, [MW] | 0 | 0 | 0.56701 | 0.55055 | 0.41382 | 0.4577 | 0.40687 | 0.4852 | 1.0499 | 1.6278 | 1.2947 | 1.0506 | 0.99991 | 0.99241 | 1.4089 | 1.4078 | 0.92798 | 0.76926 | 0.79304 | 0.90519 | 0.83146 | 0.90967 | 0.83376 | 0.74342 | 0.76559 | 0.74731
TSO | - | 51 | 2020 | Summer | Pc_net, [MW] | 0 | 0 | 12.22 | 12.1175 | 11.155 | 11.7519 | 10.6399 | 11.8247 | 14.6646 | 17.4654 | 17.3615 | 18.0843 | 16.8921 | 17.7771 | 17.4217 | 17.7913 | 17.4915 | 15.6365 | 15.9199 | 15.7324 | 15.7201 | 16.3178 | 15.9184 | 16.0007 | 14.415 | 13.9352
TSO | - | 51 | 2020 | Summer | Qc, [MVAr] | 0 | 0 | -3.71 | -3.5775 | -4.9025 | -4.9025 | -5.3 | -4.3725 | -0.53 | 3.3125 | 3.445 | 3.0475 | 2.7825 | 4.6375 | 4.1075 | 4.24 | -2.7825 | 1.1925 | 1.06 | 0.3975 | -0.6625 | 0 | -0.53 | -1.06 | -2.5175 | -3.445
TSO | - | 52 | 2020 | Summer | Pc, [MW] | 0 | 0 | 3.3677 | 2.9694 | 2.7617 | 2.7011 | 2.7617 | 2.5625 | 3.0647 | 3.7226 | 4.1382 | 4.32 | 4.6489 | 4.8307 | 4.7615 | 4.9 | 4.5537 | 4.6143 | 4.4585 | 4.5624 | 4.3027 | 4.2853 | 4.2767 | 4.5624 | 4.5451 | 3.9304
TSO | - | 52 | 2020 | Summer | Flex Up, [MW] | 0 | 0 | 0.16567 | 0.14511 | 0.1054 | 0.11442 | 0.10725 | 0.10667 | 0.24203 | 0.31338 | 0.31326 | 0.26046 | 0.28855 | 0.26473 | 0.36878 | 0.37633 | 0.24687 | 0.22906 | 0.22709 | 0.26735 | 0.22585 | 0.22873 | 0.21587 | 0.20662 | 0.23467 | 0.20737
TSO | - | 52 | 2020 | Summer | Flex Down, [MW] | 0 | 0 | 0.15209 | 0.12698 | 0.10688 | 0.10016 | 0.1115 | 0.11371 | 0.21543 | 0.30575 | 0.32117 | 0.26405 | 0.29519 | 0.2921 | 0.39586 | 0.39222 | 0.25149 | 0.23174 | 0.22445 | 0.26519 | 0.21851 | 0.2222 | 0.21109 | 0.20623 | 0.23704 | 0.20047
TSO | - | 52 | 2020 | Summer | Pc_net, [MW] | 0 | 0 | 3.3812 | 2.9876 | 2.7602 | 2.7153 | 2.7574 | 2.5555 | 3.0913 | 3.7303 | 4.1302 | 4.3164 | 4.6423 | 4.8034 | 4.7344 | 4.8841 | 4.5491 | 4.6116 | 4.4611 | 4.5645 | 4.31 | 4.2919 | 4.2815 | 4.5628 | 4.5427 | 3.9373
TSO | - | 52 | 2020 | Summer | Qc, [MVAr] | 0 | 0 | -0.14348 | -0.23913 | -0.40652 | -0.40652 | -0.38261 | -0.9087 | -0.43043 | 0.47826 | 0.52609 | 1.6261 | 1.5065 | 2.0565 | 2.2 | 1.9609 | 1.363 | 1.1478 | 0.98043 | 1.1717 | 0.71739 | 0.78913 | 0.52609 | 0.86087 | 0.64565 | 0.28696
TSO | - | 53 | 2020 | Summer | Pc, [MW] | 0 | 0 | 5.2239 | 2.0896 | 2.8358 | 2.3881 | 0.59701 | 1.0448 | 5.5224 | 12.2388 | 15.3731 | 16.4179 | 16.4179 | 19.2537 | 18.5075 | 19.2537 | 18.3582 | 15.9701 | 15.5224 | 15.2239 | 14.7761 | 14.4776 | 15.5224 | 18.9552 | 20 | 13.8806
TSO | - | 53 | 2020 | Summer | Flex Up, [MW] | 0 | 0 | 0.27255 | 0.10182 | 0.10924 | 0.1036 | 0.023608 | 0.044831 | 0.48496 | 1.1155 | 1.1685 | 1.0105 | 1.0181 | 0.86535 | 1.2855 | 1.3999 | 0.99345 | 0.80584 | 0.83534 | 0.93894 | 0.83471 | 0.82709 | 0.83303 | 0.87903 | 1.0099 | 0.78662
TSO | - | 53 | 2020 | Summer | Flex Down, [MW] | 0 | 0 | 0.22036 | 0.089644 | 0.10874 | 0.08612 | 0.023683 | 0.045021 | 0.33937 | 0.91999 | 1.1884 | 0.98287 | 1.0434 | 1.354 | 1.6866 | 1.62 | 1.0157 | 0.789 | 0.73673 | 0.83807 | 0.69132 | 0.69632 | 0.71664 | 0.83627 | 1.0659 | 0.6537
TSO | - | 53 | 2020 | Summer | Pc_net, [MW] | 0 | 0 | 5.2761 | 2.1017 | 2.8363 | 2.4055 | 0.59694 | 1.0446 | 5.668 | 12.4343 | 15.3532 | 16.4456 | 16.3926 | 18.7651 | 18.1064 | 19.0336 | 18.336 | 15.987 | 15.621 | 15.3247 | 14.9195 | 14.6084 | 15.6388 | 18.998 | 19.944 | 14.0135
TSO | - | 53 | 2020 | Summer | Qc, [MVAr] | 0 | 0 | 3.7931 | 2.7586 | 3.1034 | 1.7241 | 1.7241 | -0.68966 | 2.4138 | 7.5862 | 7.5862 | 7.931 | 7.931 | 10 | 9.3103 | 8.9655 | 8.2759 | 6.2069 | 5.8621 | 6.5517 | 5.8621 | 6.2069 | 5.5172 | 6.8966 | 7.5862 | 5.8621
TSO | - | 54 | 2020 | Summer | Pc, [MW] | 0 | 0 | 0 | 0 | 0 | 0 | 0 | 0 | 0 | 0 | 0 | 0 | 0 | 0 | 0 | 0 | 0 | 0 | 0 | 0 | 0 | 0 | 0 | 0 | 0 | 0
TSO | - | 54 | 2020 | Summer | Flex Up, [MW] | 0 | 0 | 0 | 0 | 0 | 0 | 0 | 0 | 0 | 0 | 0 | 0 | 0 | 0 | 0 | 0 | 0 | 0 | 0 | 0 | 0 | 0 | 0 | 0 | 0 | 0
TSO | - | 54 | 2020 | Summer | Flex Down, [MW] | 0 | 0 | 0 | 0 | 0 | 0 | 0 | 0 | 0 | 0 | 0 | 0 | 0 | 0 | 0 | 0 | 0 | 0 | 0 | 0 | 0 | 0 | 0 | 0 | 0 | 0
TSO | - | 54 | 2020 | Summer | Pc_net, [MW] | 0 | 0 | 0 | 0 | 0 | 0 | 0 | 0 | 0 | 0 | 0 | 0 | 0 | 0 | 0 | 0 | 0 | 0 | 0 | 0 | 0 | 0 | 0 | 0 | 0 | 0
TSO | - | 54 | 2020 | Summer | Qc, [MVAr] | 0 | 0 | 1.3594 | 1.3675 | 1.3838 | 1.3946 | 1.3973 | 1.4 | 1.3689 | 1.3202 | 1.2972 | 1.258 | 1.2674 | 1.2526 | 1.2674 | 1.2647 | 1.281 | 1.3053 | 1.308 | 1.3013 | 1.3107 | 1.2999 | 1.3215 | 1.3067 | 1.3121 | 1.3175
TSO | - | 55 | 2020 | Summer | Pc, [MW] | 0 | 0 | 4.1413 | 5.4953 | 6.8 | 5.8512 | 5.4163 | 4.2401 | 2.5105 | 0.94884 | 0.46453 | -0.57326 | -0.3657 | -1.1959 | -1.4727 | -1.868 | -0.87965 | -0.12849 | 0.67209 | 0.81047 | 1.957 | 1.9965 | 1.3738 | 0.62267 | 1.186 | 1.3145
TSO | - | 55 | 2020 | Summer | Flex Up, [MW] | 0 | 0 | 0.19218 | 0.24204 | 0.27339 | 0.22437 | 0.22376 | 0.19168 | 0.18479 | 0.078156 | 0.035451 | 0.023904 | 0.016703 | 0.057821 | 0.036332 | 0.045121 | 0.040245 | 0.0058285 | 0.033912 | 0.04706 | 0.099978 | 0.10339 | 0.067866 | 0.028087 | 0.061021 | 0.067664
TSO | - | 55 | 2020 | Summer | Flex Down, [MW] | 0 | 0 | 0.19858 | 0.2615 | 0.2493 | 0.24047 | 0.20527 | 0.17297 | 0.18995 | 0.079651 | 0.035768 | 0.024037 | 0.016777 | 0.058814 | 0.036704 | 0.045632 | 0.040579 | 0.0058353 | 0.034156 | 0.047542 | 0.10213 | 0.10669 | 0.06929 | 0.02826 | 0.062076 | 0.06874
TSO | - | 55 | 2020 | Summer | Pc_net, [MW] | 0 | 0 | 4.1349 | 5.4759 | 6.8241 | 5.8351 | 5.4348 | 4.2588 | 2.5053 | 0.94734 | 0.46422 | -0.57339 | -0.36577 | -1.1969 | -1.473 | -1.8685 | -0.87998 | -0.1285 | 0.67185 | 0.80998 | 1.9548 | 1.9932 | 1.3724 | 0.6225 | 1.185 | 1.3135
TSO | - | 55 | 2020 | Summer | Qc, [MVAr] | 0 | 0 | 2.2599 | 1.5436 | 1.4226 | 1.5234 | 1.9068 | 1.8564 | 2.2095 | 1.9068 | 1.8059 | 2.1994 | 2.4214 | 2.3306 | 2.603 | 2.6938 | 2.5929 | 3.0065 | 3.2083 | 3.4 | 3.0872 | 3.1276 | 3.0973 | 2.6837 | 3.0772 | 3.3697
TSO | - | 56 | 2020 | Summer | Pc, [MW] | 0 | 0 | 6.6263 | 6.5075 | 5.9612 | 5.9137 | 5.8425 | 6.08 | 6.1275 | 6.65 | 6.9587 | 6.935 | 6.6975 | 6.46 | 6.0325 | 6.1037 | 5.6287 | 5.7475 | 5.9375 | 6.1037 | 6.745 | 7.6 | 6.745 | 7.0537 | 6.7687 | 5.3675
TSO | - | 56 | 2020 | Summer | Flex Up, [MW] | 0 | 0 | 0.33401 | 0.30255 | 0.24443 | 0.2651 | 0.26179 | 0.29086 | 0.49247 | 0.51331 | 0.50654 | 0.40538 | 0.40708 | 0.36329 | 0.45197 | 0.44885 | 0.30989 | 0.29194 | 0.30698 | 0.36528 | 0.34612 | 0.36179 | 0.31552 | 0.31887 | 0.35906 | 0.31081
TSO | - | 56 | 2020 | Summer | Flex Down, [MW] | 0 | 0 | 0.29123 | 0.29374 | 0.21379 | 0.20472 | 0.20101 | 0.23202 | 0.42219 | 0.59268 | 0.56032 | 0.43664 | 0.43389 | 0.38134 | 0.51678 | 0.50851 | 0.30613 | 0.28203 | 0.29436 | 0.34719 | 0.35048 | 0.43792 | 0.35787 | 0.31944 | 0.34345 | 0.24615
TSO | - | 56 | 2020 | Summer | Pc_net, [MW] | 0 | 0 | 6.669 | 6.5163 | 5.9919 | 5.9741 | 5.9033 | 6.1388 | 6.1978 | 6.5706 | 6.905 | 6.9037 | 6.6707 | 6.4419 | 5.9677 | 6.0441 | 5.6325 | 5.7574 | 5.9501 | 6.1218 | 6.7406 | 7.5239 | 6.7027 | 7.0532 | 6.7844 | 5.4322
TSO | - | 56 | 2020 | Summer | Qc, [MVAr] | 0 | 0 | -1.9038 | -1.9673 | -1.925 | -1.9673 | -1.9462 | -2.2 | -1.8404 | -0.67692 | -0.50769 | -0.31731 | -0.35962 | 0.10577 | 0.35962 | 0.33846 | -0.084615 | -0.63462 | -0.40192 | -0.61346 | -0.93077 | -0.63462 | -1.0154 | -0.67692 | -1.1212 | -1.2692
TSO | - | 57 | 2020 | Summer | Pc, [MW] | 0 | 0 | 3.5175 | 2.948 | 2.5125 | 2.412 | 2.412 | 2.8475 | 3.9865 | 4.422 | 5.3265 | 5.5945 | 5.762 | 6.231 | 6.7 | 6.5325 | 6.298 | 5.9965 | 5.628 | 5.5945 | 5.293 | 5.5275 | 5.5275 | 5.762 | 5.36 | 4.0535
TSO | - | 57 | 2020 | Summer | Flex Up, [MW] | 0 | 0 | 0.18411 | 0.14502 | 0.10336 | 0.10123 | 0.099258 | 0.12617 | 0.31919 | 0.37029 | 0.41944 | 0.33841 | 0.35874 | 0.35161 | 0.48345 | 0.46444 | 0.34156 | 0.30318 | 0.29292 | 0.33791 | 0.27511 | 0.27497 | 0.26419 | 0.26164 | 0.28784 | 0.23644
TSO | - | 57 | 2020 | Summer | Flex Down, [MW] | 0 | 0 | 0.14779 | 0.12511 | 0.089769 | 0.090394 | 0.091801 | 0.11872 | 0.27588 | 0.36516 | 0.39718 | 0.34085 | 0.36476 | 0.36662 | 0.59249 | 0.56017 | 0.3477 | 0.29565 | 0.27707 | 0.31511 | 0.27153 | 0.30666 | 0.28764 | 0.25977 | 0.26846 | 0.18418
TSO | - | 57 | 2020 | Summer | Pc_net, [MW] | 0 | 0 | 3.5538 | 2.9679 | 2.5261 | 2.4228 | 2.4195 | 2.855 | 4.0298 | 4.4271 | 5.3488 | 5.5921 | 5.756 | 6.216 | 6.591 | 6.4368 | 6.2919 | 6.004 | 5.6438 | 5.6173 | 5.2966 | 5.4958 | 5.5041 | 5.7639 | 5.3794 | 4.1058
TSO | - | 57 | 2020 | Summer | Qc, [MVAr] | 0 | 0 | -1.0968 | -1.2903 | -1.3548 | -1.4194 | -1.3548 | -2 | -1.5161 | -0.77419 | -0.22581 | -0.096774 | 0.032258 | 0.032258 | 0.48387 | 0.45161 | 0.45161 | -0.19355 | -0.032258 | -0.19355 | -0.54839 | -0.51613 | -0.48387 | -0.35484 | -0.54839 | -0.83871
TSO | - | 1 | 2020 | Summer | Pc, [MW] | Expected | - | 5.1562 | 55 | 27.5 | 4.2969 | 4.2969 | 5.1562 | 3.4375 | 1.7188 | 3.4375 | 32.6562 | 2.5781 | 6.875 | 3.4375 | 4.2969 | 15.4688 | 4.2969 | 3.4375 | 3.4375 | 10.3125 | 1.7188 | 3.4375 | 1.7188 | 3.4375 | 1.7188
TSO | - | 1 | 2020 | Summer | Flex Up, [MW] | Expected | - | 0.24327 | 2.5198 | 1.0569 | 0.17068 | 0.17018 | 0.22172 | 0.25656 | 0.14293 | 0.26351 | 1.9825 | 0.16186 | 0.39623 | 0.27601 | 0.33698 | 0.84646 | 0.21455 | 0.17407 | 0.20062 | 0.53252 | 0.090428 | 0.17159 | 0.077767 | 0.17838 | 0.089173
TSO | - | 1 | 2020 | Summer | Flex Down, [MW] | Expected | - | 0.24327 | 2.5198 | 1.0569 | 0.17068 | 0.17018 | 0.22172 | 0.25656 | 0.14293 | 0.26351 | 1.9825 | 0.16186 | 0.39623 | 0.27601 | 0.33698 | 0.84646 | 0.21455 | 0.17407 | 0.20062 | 0.53252 | 0.090428 | 0.17159 | 0.077767 | 0.17838 | 0.089173
TSO | - | 1 | 2020 | Summer | Pc_net, [MW] | Expected | - | 5.1562 | 55 | 27.5 | 4.2969 | 4.2969 | 5.1562 | 3.4375 | 1.7188 | 3.4375 | 32.6562 | 2.5781 | 6.875 | 3.4375 | 4.2969 | 15.4688 | 4.2969 | 3.4375 | 3.4375 | 10.3125 | 1.7188 | 3.4375 | 1.7188 | 3.4375 | 1.7188
TSO | - | 1 | 2020 | Summer | Qc, [MVAr] | Expected | - | 2.3182 | 17 | 9.2727 | 2.3182 | 1.1591 | 2.3182 | 2.3182 | 3.8636 | 3.8636 | 12.75 | 2.7045 | 5.7955 | 2.3182 | 3.8636 | 10.4318 | 3.4773 | 2.7045 | 2.3182 | 0 | 1.5455 | 1.5455 | 3.0909 | 0 | 0
TSO | - | 2 | 2020 | Summer | Pc, [MW] | Expected | - | 7.7545 | 7.3126 | 6.6642 | 6.8058 | 6.7487 | 6.8718 | 8.2487 | 9.5784 | 8.692 | 3.6894 | 0.2238 | -1.0812 | -0.32762 | -1.206 | 1.5662 | 3.5577 | 6.524 | 9.4179 | 9.3925 | 9.7543 | 10.4721 | 10.5048 | 9.5242 | 8.3131
TSO | - | 2 | 2020 | Summer | Flex Up, [MW] | Expected | - | 0 | 0 | 0 | 0 | 0 | 0 | 0 | 0 | 0 | 0 | 0 | 0 | 0 | 0 | 0 | 0 | 0 | 0 | 0 | 0 | 0 | 0 | 0 | 0
TSO | - | 2 | 2020 | Summer | Flex Down, [MW] | Expected | - | 0 | 0 | 0 | 0 | 0 | 0 | 0 | 0 | 0 | 0 | 0 | 0 | 0 | 0 | 0 | 0 | 0 | 0 | 0 | 0 | 0 | 0 | 0 | 0
TSO | - | 2 | 2020 | Summer | Pc_net, [MW] | Expected | - | 7.7545 | 7.3126 | 6.6642 | 6.8058 | 6.7487 | 6.8718 | 8.2487 | 9.5784 | 8.692 | 3.6894 | 0.2238 | -1.0812 | -0.32762 | -1.206 | 1.5662 | 3.5577 | 6.524 | 9.4179 | 9.3925 | 9.7543 | 10.4721 | 10.5048 | 9.5242 | 8.3131
TSO | - | 2 | 2020 | Summer | Qc, [MVAr] | Expected | - | 16.3199 | 17.1923 | 18.3955 | 17.7112 | 18.186 | 18.8578 | 16.9471 | 13.9749 | 13.6991 | 16.7046 | 19.3271 | 19.0418 | 18.6312 | 19.2272 | 18.8607 | 17.7638 | 15.8458 | 13.3443 | 13.4269 | 11.9396 | 10.6325 | 11.2087 | 13.4521 | 15.2621
TSO | - | 3 | 2020 | Summer | Pc, [MW] | Expected | - | 27.7948 | 27.5818 | 25.3455 | 26.7299 | 24.174 | 26.8364 | 33.226 | 40.4675 | 39.4026 | 41 | 38.2312 | 40.361 | 39.7221 | 40.574 | 39.7221 | 35.5688 | 36.2078 | 35.7818 | 35.8883 | 37.3792 | 36.4208 | 36.5273 | 32.9065 | 31.8416
TSO | - | 3 | 2020 | Summer | Flex Up, [MW] | Expected | - | 1.341 | 1.2839 | 0.99658 | 1.1035 | 0.9819 | 1.2044 | 2.5641 | 2.9952 | 2.9787 | 2.4638 | 2.3519 | 2.3472 | 3.2303 | 3.1512 | 2.2046 | 1.803 | 1.8296 | 2.0855 | 1.8874 | 1.9828 | 1.8345 | 1.6809 | 1.72 | 1.6742
TSO | - | 3 | 2020 | Summer | Flex Down, [MW] | Expected | - | 1.2817 | 1.2434 | 0.95164 | 1.0201 | 0.93297 | 1.1035 | 2.3955 | 3.7351 | 3.0622 | 2.5142 | 2.4486 | 2.3051 | 3.1486 | 3.2127 | 2.1426 | 1.7491 | 1.8374 | 2.0911 | 1.819 | 1.9505 | 1.8016 | 1.6245 | 1.6953 | 1.6299
TSO | - | 3 | 2020 | Summer | Pc_net, [MW] | Expected | - | 27.8541 | 27.6223 | 25.3904 | 26.8132 | 24.223 | 26.9373 | 33.3946 | 39.7276 | 39.319 | 40.9496 | 38.1345 | 40.4031 | 39.8039 | 40.5126 | 39.7841 | 35.6227 | 36.2 | 35.7762 | 35.9568 | 37.4115 | 36.4537 | 36.5837 | 32.9311 | 31.8859
TSO | - | 3 | 2020 | Summer | Qc, [MVAr] | Expected | - | -14.7 | -14.175 | -19.425 | -19.425 | -21 | -17.325 | -2.1 | 13.125 | 13.65 | 12.075 | 11.025 | 18.375 | 16.275 | 16.8 | -11.025 | 4.725 | 4.2 | 1.575 | -2.625 | 0 | -2.1 | -4.2 | -9.975 | -13.65
TSO | - | 4 | 2020 | Summer | Pc, [MW] | Expected | - | 0 | 0 | 0 | 0 | 0 | 0 | 0 | 0 | 0 | 0 | 0 | 0 | 0 | 0 | 0 | 0 | 0 | 0 | 0 | 0 | 0 | 0 | 0 | 0
TSO | - | 4 | 2020 | Summer | Flex Up, [MW] | Expected | - | 0 | 0 | 0 | 0 | 0 | 0 | 0 | 0 | 0 | 0 | 0 | 0 | 0 | 0 | 0 | 0 | 0 | 0 | 0 | 0 | 0 | 0 | 0 | 0
TSO | - | 4 | 2020 | Summer | Flex Down, [MW] | Expected | - | 0 | 0 | 0 | 0 | 0 | 0 | 0 | 0 | 0 | 0 | 0 | 0 | 0 | 0 | 0 | 0 | 0 | 0 | 0 | 0 | 0 | 0 | 0 | 0
TSO | - | 4 | 2020 | Summer | Pc_net, [MW] | Expected | - | 0 | 0 | 0 | 0 | 0 | 0 | 0 | 0 | 0 | 0 | 0 | 0 | 0 | 0 | 0 | 0 | 0 | 0 | 0 | 0 | 0 | 0 | 0 | 0
TSO | - | 4 | 2020 | Summer | Qc, [MVAr] | Expected | - | 0 | 0 | 0 | 0 | 0 | 0 | 0 | 0 | 0 | 0 | 0 | 0 | 0 | 0 | 0 | 0 | 0 | 0 | 0 | 0 | 0 | 0 | 0 | 0
TSO | - | 5 | 2020 | Summer | Pc, [MW] | Expected | - | 3.3955 | 1.3582 | 1.8433 | 1.5522 | 0.38806 | 0.6791 | 3.5896 | 7.9552 | 9.9925 | 10.6716 | 10.6716 | 12.5149 | 12.0299 | 12.5149 | 11.9328 | 10.3806 | 10.0896 | 9.8955 | 9.6045 | 9.4104 | 10.0896 | 12.3209 | 13 | 9.0224
TSO | - | 5 | 2020 | Summer | Flex Up, [MW] | Expected | - | 0.15718 | 0.062034 | 0.069528 | 0.06029 | 0.0153 | 0.028953 | 0.26196 | 0.70574 | 0.77359 | 0.64419 | 0.66697 | 0.71893 | 0.95696 | 0.95959 | 0.64662 | 0.51567 | 0.5001 | 0.56574 | 0.49915 | 0.5133 | 0.52331 | 0.55444 | 0.67038 | 0.46614
TSO | - | 5 | 2020 | Summer | Flex Down, [MW] | Expected | - | 0.16321 | 0.062419 | 0.07216 | 0.063028 | 0.015439 | 0.029451 | 0.27385 | 0.61734 | 0.75839 | 0.65152 | 0.67301 | 0.72363 | 0.97489 | 1.0033 | 0.65932 | 0.52097 | 0.52174 | 0.58931 | 0.49276 | 0.47692 | 0.48397 | 0.5605 | 0.67885 | 0.47007
TSO | - | 5 | 2020 | Summer | Pc_net, [MW] | Expected | - | 3.3895 | 1.3578 | 1.8407 | 1.5495 | 0.38792 | 0.67861 | 3.5777 | 8.0436 | 10.0077 | 10.6643 | 10.6656 | 12.5102 | 12.0119 | 12.4712 | 11.9201 | 10.3753 | 10.0679 | 9.872 | 9.6109 | 9.4468 | 10.1289 | 12.3148 | 12.9915 | 9.0185
TSO | - | 5 | 2020 | Summer | Qc, [MVAr] | Expected | - | 1.5172 | 1.1034 | 1.2414 | 0.68966 | 0.68966 | -0.27586 | 0.96552 | 3.0345 | 3.0345 | 3.1724 | 3.1724 | 4 | 3.7241 | 3.5862 | 3.3103 | 2.4828 | 2.3448 | 2.6207 | 2.3448 | 2.4828 | 2.2069 | 2.7586 | 3.0345 | 2.3448
TSO | - | 6 | 2020 | Summer | Pc, [MW] | Expected | - | 0 | 0 | 0 | 0 | 0 | 0 | 0 | 0 | 0 | 0 | 0 | 0 | 0 | 0 | 0 | 0 | 0 | 0 | 0 | 0 | 0 | 0 | 0 | 0
TSO | - | 6 | 2020 | Summer | Flex Up, [MW] | Expected | - | 0 | 0 | 0 | 0 | 0 | 0 | 0 | 0 | 0 | 0 | 0 | 0 | 0 | 0 | 0 | 0 | 0 | 0 | 0 | 0 | 0 | 0 | 0 | 0
TSO | - | 6 | 2020 | Summer | Flex Down, [MW] | Expected | - | 0 | 0 | 0 | 0 | 0 | 0 | 0 | 0 | 0 | 0 | 0 | 0 | 0 | 0 | 0 | 0 | 0 | 0 | 0 | 0 | 0 | 0 | 0 | 0
TSO | - | 6 | 2020 | Summer | Pc_net, [MW] | Expected | - | 0 | 0 | 0 | 0 | 0 | 0 | 0 | 0 | 0 | 0 | 0 | 0 | 0 | 0 | 0 | 0 | 0 | 0 | 0 | 0 | 0 | 0 | 0 | 0
TSO | - | 6 | 2020 | Summer | Qc, [MVAr] | Expected | - | 1.942 | 1.9536 | 1.9768 | 1.9923 | 1.9961 | 2 | 1.9556 | 1.886 | 1.8531 | 1.7971 | 1.8106 | 1.7894 | 1.8106 | 1.8068 | 1.83 | 1.8647 | 1.8686 | 1.8589 | 1.8725 | 1.857 | 1.8879 | 1.8667 | 1.8744 | 1.8821
TSO | - | 7 | 2020 | Summer | Pc, [MW] | Expected | - | 0 | 0 | 0 | 0 | 0 | 0 | 0 | 0 | 0 | 0 | 0 | 0 | 0 | 0 | 0 | 0 | 0 | 0 | 0 | 0 | 0 | 0 | 0 | 0
TSO | - | 7 | 2020 | Summer | Flex Up, [MW] | Expected | - | 0 | 0 | 0 | 0 | 0 | 0 | 0 | 0 | 0 | 0 | 0 | 0 | 0 | 0 | 0 | 0 | 0 | 0 | 0 | 0 | 0 | 0 | 0 | 0
TSO | - | 7 | 2020 | Summer | Flex Down, [MW] | Expected | - | 0 | 0 | 0 | 0 | 0 | 0 | 0 | 0 | 0 | 0 | 0 | 0 | 0 | 0 | 0 | 0 | 0 | 0 | 0 | 0 | 0 | 0 | 0 | 0
TSO | - | 7 | 2020 | Summer | Pc_net, [MW] | Expected | - | 0 | 0 | 0 | 0 | 0 | 0 | 0 | 0 | 0 | 0 | 0 | 0 | 0 | 0 | 0 | 0 | 0 | 0 | 0 | 0 | 0 | 0 | 0 | 0
TSO | - | 7 | 2020 | Summer | Qc, [MVAr] | Expected | - | 0 | 0 | 0 | 0 | 0 | 0 | 0 | 0 | 0 | 0 | 0 | 0 | 0 | 0 | 0 | 0 | 0 | 0 | 0 | 0 | 0 | 0 | 0 | 0
TSO | - | 8 | 2020 | Summer | Pc, [MW] | Expected | - | 130.7812 | 128.4375 | 117.6562 | 116.7188 | 115.3125 | 120 | 120.9375 | 131.25 | 137.3438 | 136.875 | 132.1875 | 127.5 | 119.0625 | 120.4688 | 111.0938 | 113.4375 | 117.1875 | 120.4688 | 133.125 | 150 | 133.125 | 139.2188 | 133.5938 | 105.9375
TSO | - | 8 | 2020 | Summer | Flex Up, [MW] | Expected | - | 6.1955 | 5.9131 | 4.5397 | 4.6697 | 4.5882 | 5.1831 | 9.1091 | 10.8551 | 10.4872 | 8.3003 | 8.2812 | 7.3263 | 9.5371 | 9.4595 | 6.0809 | 5.6695 | 5.9454 | 7.0451 | 6.8683 | 7.8449 | 6.6222 | 6.2813 | 6.9085 | 5.5099
TSO | - | 8 | 2020 | Summer | Flex Down, [MW] | Expected | - | 6.1447 | 5.8557 | 4.5042 | 4.6031 | 4.5459 | 5.137 | 8.9433 | 10.9738 | 10.5693 | 8.3185 | 8.3169 | 7.3703 | 9.5829 | 9.4358 | 6.0774 | 5.6587 | 5.9231 | 7.0166 | 6.8804 | 7.9389 | 6.6682 | 6.3169 | 6.9568 | 5.4827
TSO | - | 8 | 2020 | Summer | Pc_net, [MW] | Expected | - | 130.8321 | 128.4948 | 117.6918 | 116.7853 | 115.3547 | 120.0461 | 121.1033 | 131.1313 | 137.2616 | 136.8569 | 132.1518 | 127.456 | 119.0167 | 120.4925 | 111.0972 | 113.4483 | 117.2098 | 120.4973 | 133.1129 | 149.906 | 133.079 | 139.1832 | 133.5455 | 105.9647
TSO | - | 8 | 2020 | Summer | Qc, [MVAr] | Expected | - | -19.0385 | -19.6731 | -19.25 | -19.6731 | -19.4615 | -22 | -18.4038 | -6.7692 | -5.0769 | -3.1731 | -3.5962 | 1.0577 | 3.5962 | 3.3846 | -0.84615 | -6.3462 | -4.0192 | -6.1346 | -9.3077 | -6.3462 | -10.1538 | -6.7692 | -11.2115 | -12.6923
TSO | - | 9 | 2020 | Summer | Pc, [MW] | Expected | - | 63.525 | 53.24 | 45.375 | 43.56 | 43.56 | 51.425 | 71.995 | 79.86 | 96.195 | 101.035 | 104.06 | 112.53 | 121 | 117.975 | 113.74 | 108.295 | 101.64 | 101.035 | 95.59 | 99.825 | 99.825 | 104.06 | 96.8 | 73.205
TSO | - | 9 | 2020 | Summer | Flex Up, [MW] | Expected | - | 3.2298 | 2.3417 | 2.0182 | 1.8122 | 2.0013 | 2.6735 | 5.9159 | 6.1645 | 6.8716 | 6.2714 | 6.02 | 5.9272 | 8.7155 | 9.4566 | 6.9767 | 5.9578 | 5.5161 | 6.4138 | 5.3542 | 4.4612 | 4.1235 | 5.0337 | 4.7052 | 3.7693
TSO | - | 9 | 2020 | Summer | Flex Down, [MW] | Expected | - | 2.7642 | 2.5367 | 1.4696 | 1.6484 | 1.4492 | 1.7491 | 4.8308 | 7.1175 | 7.8763 | 5.9958 | 7.0463 | 7.0438 | 10.7157 | 9.0475 | 5.4711 | 4.857 | 4.7778 | 5.3795 | 4.5181 | 6.0429 | 5.8425 | 4.3829 | 5.3414 | 3.8269
TSO | - | 9 | 2020 | Summer | Pc_net, [MW] | Expected | - | 63.9906 | 53.045 | 45.9236 | 43.7238 | 44.1121 | 52.3495 | 73.0801 | 78.907 | 95.1903 | 101.3106 | 103.0338 | 111.4134 | 118.9998 | 118.3842 | 115.2455 | 109.3958 | 102.3783 | 102.0693 | 96.4261 | 98.2433 | 98.106 | 104.7108 | 96.1637 | 73.1474
TSO | - | 9 | 2020 | Summer | Qc, [MVAr] | Expected | - | -14.2581 | -16.7742 | -17.6129 | -18.4516 | -17.6129 | -26 | -19.7097 | -10.0645 | -2.9355 | -1.2581 | 0.41935 | 0.41935 | 6.2903 | 5.871 | 5.871 | -2.5161 | -0.41935 | -2.5161 | -7.129 | -6.7097 | -6.2903 | -4.6129 | -7.129 | -10.9032
TSO | - | 10 | 2020 | Summer | Pc, [MW] | Expected | - | 1.8 | 2.1333 | 1.7333 | 2 | 1.3333 | 0.66667 | 1.3333 | 2.6667 | 3.3333 | 2.7333 | 4.1333 | 2.4667 | 2.3333 | 5 | 2.4667 | 3.6667 | 3.5333 | 3.9333 | 2.2 | 2.9333 | 2.0667 | 2.8667 | 3.9333 | 2.0667
TSO | - | 10 | 2020 | Summer | Flex Up, [MW] | Expected | - | 0.08506 | 0.097682 | 0.066918 | 0.079609 | 0.053002 | 0.02873 | 0.099752 | 0.21875 | 0.25559 | 0.16642 | 0.26128 | 0.14241 | 0.18724 | 0.39243 | 0.13545 | 0.18369 | 0.17936 | 0.23017 | 0.11349 | 0.15333 | 0.10276 | 0.12942 | 0.20331 | 0.1069
TSO | - | 10 | 2020 | Summer | Flex Down, [MW] | Expected | - | 0.084784 | 0.097797 | 0.066318 | 0.079282 | 0.052614 | 0.028604 | 0.099275 | 0.22475 | 0.25545 | 0.16545 | 0.25772 | 0.14192 | 0.18747 | 0.39181 | 0.1345 | 0.18248 | 0.17849 | 0.22895 | 0.11372 | 0.15533 | 0.10357 | 0.12999 | 0.20492 | 0.10755
TSO | - | 10 | 2020 | Summer | Pc_net, [MW] | Expected | - | 1.8003 | 2.1332 | 1.7339 | 2.0003 | 1.3337 | 0.66679 | 1.3338 | 2.6607 | 3.3335 | 2.7343 | 4.1369 | 2.4672 | 2.3331 | 5.0006 | 2.4676 | 3.6679 | 3.5342 | 3.9345 | 2.1998 | 2.9313 | 2.0659 | 2.8661 | 3.9317 | 2.066
TSO | - | 10 | 2020 | Summer | Qc, [MVAr] | Expected | - | -2 | -1.9467 | -1.9467 | -1.8667 | -1.8933 | -1.8133 | -1.8933 | -1.6533 | -1.7067 | -1.9467 | -1.92 | -1.7333 | -1.4667 | -1.52 | -2 | -1.6 | -1.7333 | -1.6 | -1.92 | -1.6267 | -1.8667 | -1.5467 | 1.84 | -1.7333
TSO | - | 11 | 2020 | Summer | Pc, [MW] | Expected | - | 0 | 0 | 0 | 0 | 0 | 0 | 0 | 0 | 0 | 0 | 0 | 0 | 0 | 0 | 0 | 0 | 0 | 0 | 0 | 0 | 0 | 0 | 0 | 0
TSO | - | 11 | 2020 | Summer | Flex Up, [MW] | Expected | - | 0 | 0 | 0 | 0 | 0 | 0 | 0 | 0 | 0 | 0 | 0 | 0 | 0 | 0 | 0 | 0 | 0 | 0 | 0 | 0 | 0 | 0 | 0 | 0
TSO | - | 11 | 2020 | Summer | Flex Down, [MW] | Expected | - | 0 | 0 | 0 | 0 | 0 | 0 | 0 | 0 | 0 | 0 | 0 | 0 | 0 | 0 | 0 | 0 | 0 | 0 | 0 | 0 | 0 | 0 | 0 | 0
TSO | - | 11 | 2020 | Summer | Pc_net, [MW] | Expected | - | 0 | 0 | 0 | 0 | 0 | 0 | 0 | 0 | 0 | 0 | 0 | 0 | 0 | 0 | 0 | 0 | 0 | 0 | 0 | 0 | 0 | 0 | 0 | 0
TSO | - | 11 | 2020 | Summer | Qc, [MVAr] | Expected | - | 0 | 0 | 0 | 0 | 0 | 0 | 0 | 0 | 0 | 0 | 0 | 0 | 0 | 0 | 0 | 0 | 0 | 0 | 0 | 0 | 0 | 0 | 0 | 0
TSO | - | 12 | 2020 | Summer | Pc, [MW] | Expected | - | 277.5714 | 252.7143 | 236.1429 | 265.1429 | 281.7143 | 240.2857 | 339.7143 | 306.5714 | 319 | 343.8571 | 294.1429 | 323.1429 | 314.8571 | 298.2857 | 310.7143 | 298.2857 | 331.4286 | 314.8571 | 306.5714 | 360.4286 | 352.1429 | 377 | 327.2857 | 343.8571
TSO | - | 12 | 2020 | Summer | Flex Up, [MW] | Expected | - | 13.6976 | 12.2454 | 9.4649 | 11.0166 | 11.6249 | 10.8563 | 25.5275 | 27.2344 | 25.8211 | 21.4079 | 19.5497 | 18.8737 | 25.5151 | 23.3602 | 16.7607 | 14.459 | 16.6909 | 18.5765 | 15.0646 | 17.8573 | 16.6277 | 11.1391 | 17.2949 | 18.3564
TSO | - | 12 | 2020 | Summer | Flex Down, [MW] | Expected | - | 12.4934 | 10.9109 | 8.6866 | 10.0477 | 10.6901 | 9.8085 | 25.1818 | 23.7532 | 23.0856 | 20.3418 | 17.3844 | 18.3741 | 25.0472 | 23.4252 | 17.2442 | 15.3289 | 16.8753 | 18.1753 | 16.5971 | 20.0689 | 18.5282 | 22.9764 | 16.6732 | 17.3241
TSO | - | 12 | 2020 | Summer | Pc_net, [MW] | Expected | - | 278.7756 | 254.0488 | 236.9211 | 266.1117 | 282.6491 | 241.3335 | 340.06 | 310.0526 | 321.7355 | 344.9233 | 296.3082 | 323.6424 | 315.325 | 298.2206 | 310.2308 | 297.4157 | 331.2442 | 315.2584 | 305.039 | 358.2169 | 350.2423 | 365.1626 | 327.9075 | 344.8894
TSO | - | 12 | 2020 | Summer | Qc, [MVAr] | Expected | - | -17.6 | -19.2 | -20.8 | -20.8 | -20.8 | -24 | -17.6 | -6.4 | -3.2 | 1.6 | 0 | 3.2 | 0 | 0 | 1.6 | -9.6 | -9.6 | -11.2 | -12.8 | -12.8 | -16 | -14.4 | -16 | -16
TSO | - | 13 | 2020 | Summer | Pc, [MW] | Expected | - | 6.75 | 4.5 | 0 | 6.75 | 0 | -18 | -6.75 | -4.5 | 6.75 | -6.75 | 6.75 | -9 | -11.25 | 15.75 | -11.25 | 15.75 | 6.75 | 4.5 | -11.25 | 2.25 | -6.75 | -2.25 | 13.5 | 4.5
TSO | - | 13 | 2020 | Summer | Flex Up, [MW] | Expected | - | 0.31891 | 0.20807 | 0 | 0.2685 | 0 | 0.63586 | 0.36248 | 0.19392 | 0.51752 | 0.28264 | 0.42465 | 0.43717 | 0.27778 | 1.2202 | 0.51784 | 0.7819 | 0.34215 | 0.26283 | 0.074726 | 0.11831 | 0.079672 | 0.073056 | 0.71072 | 0.23549
TSO | - | 13 | 2020 | Summer | Flex Down, [MW] | Expected | - | 0.31801 | 0.20427 | 0 | 0.26775 | 0 | 0.62632 | 0.36182 | 0.1943 | 0.51734 | 0.28186 | 0.42292 | 0.44057 | 0.28015 | 1.2501 | 0.51583 | 0.79095 | 0.34147 | 0.26244 | 0.074923 | 0.11845 | 0.079685 | 0.073399 | 0.69041 | 0.23146
TSO | - | 13 | 2020 | Summer | Pc_net, [MW] | Expected | - | 6.7509 | 4.5038 | 0 | 6.7507 | 0 | -17.9905 | -6.7493 | -4.5004 | 6.7502 | -6.7492 | 6.7517 | -9.0034 | -11.2524 | 15.7201 | -11.248 | 15.741 | 6.7507 | 4.5004 | -11.2502 | 2.2499 | -6.75 | -2.2503 | 13.5203 | 4.504
TSO | - | 13 | 2020 | Summer | Qc, [MVAr] | Expected | - | -2.0579 | -2.0579 | -2.1789 | -2.1789 | -2.1789 | -2.3 | -1.9368 | -1.3316 | -1.9368 | -1.8158 | -1.9368 | -1.4526 | -1.2105 | -1.4526 | -1.0895 | -1.6947 | -1.5737 | -1.3316 | -2.1789 | -1.6947 | -1.8158 | -1.3316 | -1.8158 | -1.6947
TSO | - | 14 | 2020 | Summer | Pc, [MW] | Expected | - | 8.0902 | 7.7459 | 7.7459 | 8.6066 | 7.7459 | 7.4016 | 7.4016 | 7.5738 | 7.918 | 7.4016 | 9.4672 | 7.4016 | 9.2951 | 9.8115 | 9.6393 | 9.9836 | 9.6393 | 10.5 | 7.4016 | 6.541 | 6.541 | 6.8852 | 7.2295 | 0.51639
TSO | - | 14 | 2020 | Summer | Flex Up, [MW] | Expected | - | 0.38103 | 0.35736 | 0.29724 | 0.34293 | 0.30725 | 0.31892 | 0.55255 | 0.6218 | 0.58285 | 0.43994 | 0.56778 | 0.42797 | 0.75949 | 0.77467 | 0.54493 | 0.51917 | 0.48949 | 0.62006 | 0.38152 | 0.34325 | 0.32605 | 0.30984 | 0.37683 | 0.02681
TSO | - | 14 | 2020 | Summer | Flex Down, [MW] | Expected | - | 0.38234 | 0.35241 | 0.29817 | 0.34081 | 0.30631 | 0.31763 | 0.5523 | 0.63784 | 0.63108 | 0.45873 | 0.62098 | 0.42519 | 0.73319 | 0.76424 | 0.51001 | 0.47783 | 0.48675 | 0.60555 | 0.3829 | 0.34502 | 0.32696 | 0.31322 | 0.3735 | 0.026774
TSO | - | 14 | 2020 | Summer | Pc_net, [MW] | Expected | - | 8.0889 | 7.7509 | 7.745 | 8.6087 | 7.7468 | 7.4029 | 7.4019 | 7.5577 | 7.8698 | 7.3828 | 9.414 | 7.4044 | 9.3214 | 9.8219 | 9.6743 | 10.025 | 9.6421 | 10.5145 | 7.4003 | 6.5392 | 6.5401 | 6.8819 | 7.2328 | 0.51643
TSO | - | 14 | 2020 | Summer | Qc, [MVAr] | Expected | - | -2.65 | -3.18 | -2.65 | -3.18 | -2.65 | -3.18 | -5.3 | -1.59 | -2.12 | -2.65 | -2.12 | -2.65 | -1.59 | -1.06 | -1.06 | -0.53 | 4.24 | 4.24 | -0.53 | -0.53 | -0.53 | -1.06 | -1.59 | -4.24
TSO | - | 15 | 2020 | Summer | Pc, [MW] | Expected | - | 12.1748 | 11.1068 | 10.466 | 10.2524 | 10.2524 | 10.2524 | 14.7379 | 20.0777 | 20.932 | 20.7184 | 20.2913 | 20.932 | 22 | 21.3592 | 20.0777 | 18.3689 | 18.3689 | 18.5825 | 20.7184 | 19.2233 | 20.2913 | 21.5728 | 18.7961 | 14.7379
TSO | - | 15 | 2020 | Summer | Flex Up, [MW] | Expected | - | 0.5792 | 0.51458 | 0.40423 | 0.4105 | 0.40903 | 0.44344 | 1.1115 | 1.6205 | 1.5512 | 1.2302 | 1.2444 | 1.193 | 1.764 | 1.6969 | 1.1273 | 0.94116 | 0.93998 | 1.103 | 1.0696 | 1.0096 | 1.0107 | 0.97234 | 0.99892 | 0.78899
TSO | - | 15 | 2020 | Summer | Flex Down, [MW] | Expected | - | 0.56958 | 0.50315 | 0.40026 | 0.404 | 0.40308 | 0.43828 | 1.0884 | 1.7187 | 1.658 | 1.2853 | 1.3035 | 1.2198 | 1.7689 | 1.6532 | 1.0701 | 0.89323 | 0.92038 | 1.066 | 1.0702 | 1.0132 | 1.0151 | 0.97983 | 0.95188 | 0.74029
TSO | - | 15 | 2020 | Summer | Pc_net, [MW] | Expected | - | 12.1844 | 11.1182 | 10.47 | 10.2589 | 10.2584 | 10.2576 | 14.7609 | 19.9795 | 20.8252 | 20.6634 | 20.2322 | 20.9052 | 21.9951 | 21.4029 | 20.1349 | 18.4169 | 18.3885 | 18.6196 | 20.7178 | 19.2197 | 20.2869 | 21.5653 | 18.8432 | 14.7866
TSO | - | 15 | 2020 | Summer | Qc, [MVAr] | Expected | - | -3.8235 | -4.7059 | -4.4118 | -4.1176 | -4.4118 | -5 | -3.8235 | -2.0588 | 0 | 0 | 0 | -0.29412 | 0 | 1.4706 | 1.1765 | 0 | -1.7647 | -1.7647 | -0.88235 | -1.1765 | -1.1765 | -1.7647 | -1.7647 | -3.5294
TSO | - | 16 | 2020 | Summer | Pc, [MW] | Expected | - | 28.8906 | 26.4719 | 25.9344 | 24.8594 | 24.5906 | 24.4563 | 31.7125 | 36.4156 | 38.8344 | 40.3125 | 40.0438 | 40.9844 | 40.9844 | 43 | 39.2375 | 40.1781 | 39.6406 | 39.6406 | 38.1625 | 38.1625 | 37.7594 | 40.85 | 38.8344 | 33.4594
TSO | - | 16 | 2020 | Summer | Flex Up, [MW] | Expected | - | 1.287 | 1.1509 | 0.95314 | 0.94459 | 0.93197 | 1.0018 | 2.163 | 2.7747 | 3.3648 | 2.4566 | 2.5962 | 2.467 | 3.4543 | 3.5131 | 2.2559 | 2.2697 | 2.1042 | 2.4266 | 1.8661 | 1.8977 | 1.7878 | 1.7072 | 1.8848 | 1.6219
TSO | - | 16 | 2020 | Summer | Flex Down, [MW] | Expected | - | 1.439 | 1.2747 | 1.0404 | 1.0304 | 1.0159 | 1.1015 | 2.5707 | 3.2818 | 2.5889 | 2.438 | 2.4319 | 2.2572 | 3.1273 | 3.2313 | 2.0383 | 1.7426 | 1.9105 | 2.2005 | 2.0752 | 2.118 | 1.9819 | 1.9894 | 2.1457 | 1.85
TSO | - | 16 | 2020 | Summer | Pc_net, [MW] | Expected | - | 28.7387 | 26.3481 | 25.8472 | 24.7736 | 24.5067 | 24.3566 | 31.3048 | 35.9086 | 39.6103 | 40.3311 | 40.208 | 41.1942 | 41.3114 | 43.2818 | 39.4551 | 40.7053 | 39.8343 | 39.8667 | 37.9534 | 37.9422 | 37.5652 | 40.5678 | 38.5735 | 33.2312
TSO | - | 16 | 2020 | Summer | Qc, [MVAr] | Expected | - | -0.2449 | -0.30612 | -0.61224 | -0.61224 | -0.85714 | -0.85714 | 0.2449 | 1.4694 | 2.0816 | 2.449 | 1.9592 | 3 | 2.8776 | 3 | 2.6939 | 2.0816 | 1.898 | 2.0816 | 1.7143 | 1.9592 | 1.5306 | 1.5918 | 0.73469 | 0.36735
TSO | - | 17 | 2020 | Summer | Pc, [MW] | Expected | - | 26.6163 | 24.4186 | 23.9302 | 23.9302 | 24.6628 | 25.1512 | 33.4535 | 38.093 | 39.314 | 36.1395 | 37.1163 | 42 | 41.7558 | 40.5349 | 38.8256 | 36.3837 | 37.6047 | 37.8488 | 37.8488 | 36.1395 | 39.5581 | 38.3372 | 31.9884 | 29.5465
TSO | - | 17 | 2020 | Summer | Flex Up, [MW] | Expected | - | 1.2026 | 0.97735 | 0.8126 | 0.87845 | 0.81308 | 0.85518 | 2.3316 | 4.081 | 2.6934 | 1.7802 | 2.0737 | 2.1799 | 3.4851 | 3.1941 | 2.0724 | 2.0449 | 1.7576 | 2.0483 | 2.4342 | 2.287 | 2.3577 | 1.8418 | 1.6937 | 1.3744
TSO | - | 17 | 2020 | Summer | Flex Down, [MW] | Expected | - | 1.3089 | 1.2601 | 1.0268 | 1.0227 | 1.1405 | 1.3079 | 2.662 | 2.2545 | 3.3339 | 2.6077 | 2.5868 | 2.6613 | 3.2203 | 3.1637 | 2.1767 | 1.5885 | 2.0509 | 2.3697 | 1.4747 | 1.5158 | 1.5915 | 1.6274 | 1.6262 | 1.6915
TSO | - | 17 | 2020 | Summer | Pc_net, [MW] | Expected | - | 26.5099 | 24.1358 | 23.716 | 23.786 | 24.3354 | 24.6985 | 33.1231 | 39.9196 | 38.6734 | 35.312 | 36.6031 | 41.5185 | 42.0206 | 40.5652 | 38.7212 | 36.8402 | 37.3113 | 37.5275 | 38.8083 | 36.9107 | 40.3243 | 38.5516 | 32.0559 | 29.2295
TSO | - | 17 | 2020 | Summer | Qc, [MVAr] | Expected | - | -6.5455 | -6.5455 | -7.6364 | -7.6364 | -8 | -8 | -3.2727 | -1.4545 | 0 | -1.0909 | -2.1818 | -1.0909 | 0.72727 | 0 | -0.36364 | -2.1818 | -1.0909 | 0.36364 | 0 | -3.2727 | -2.1818 | -2.1818 | -5.0909 | -5.4545
TSO | - | 18 | 2020 | Summer | Pc, [MW] | Expected | - | 16.958 | 15.4469 | 13.2642 | 14.6074 | 15.1111 | 16.1185 | 21.9951 | 25.6889 | 27.2 | 26.6963 | 24.0099 | 27.2 | 26.5284 | 26.0247 | 21.9951 | 21.3235 | 20.9877 | 20.8198 | 20.484 | 22.6667 | 22.8346 | 24.3457 | 22.163 | 18.9728
TSO | - | 18 | 2020 | Summer | Flex Up, [MW] | Expected | - | 0.90977 | 0.75755 | 0.56246 | 0.66125 | 0.6794 | 0.92246 | 2.3006 | 1.9436 | 1.7399 | 1.496 | 1.1497 | 1.7543 | 2.1653 | 1.3671 | 1.083 | 1.015 | 0.85162 | 0.91719 | 1.2656 | 1.5209 | 1.5091 | 1.3232 | 0.99463 | 0.90181
TSO | - | 18 | 2020 | Summer | Flex Down, [MW] | Expected | - | 0.69035 | 0.65786 | 0.45712 | 0.49924 | 0.51758 | 0.46375 | 0.98257 | 2.3289 | 2.4302 | 1.7453 | 1.8651 | 1.381 | 2.0949 | 2.7148 | 1.3242 | 1.1144 | 1.2739 | 1.513 | 0.84988 | 0.86425 | 0.77057 | 0.87987 | 1.3056 | 1.0669
TSO | - | 18 | 2020 | Summer | Pc_net, [MW] | Expected | - | 17.1774 | 15.5466 | 13.3695 | 14.7694 | 15.2729 | 16.5772 | 23.3131 | 25.3036 | 26.5096 | 26.447 | 23.2945 | 27.5733 | 26.5988 | 24.677 | 21.7539 | 21.2241 | 20.5653 | 20.2239 | 20.8997 | 23.3233 | 23.5731 | 24.789 | 21.852 | 18.8077
TSO | - | 18 | 2020 | Summer | Qc, [MVAr] | Expected | - | -4.0091 | -5.3455 | -5.7909 | -4.9 | -4.4545 | -4.0091 | -0.89091 | 6.6818 | 6.6818 | 8.0182 | 6.2364 | 8.9091 | 9.8 | 9.3545 | 7.5727 | 5.7909 | 4.0091 | 3.5636 | 3.1182 | 4.0091 | 3.5636 | 2.2273 | 1.3364 | -0.89091
TSO | - | 19 | 2020 | Summer | Pc, [MW] | Expected | - | 2.2 | 2.2 | 2.75 | 0.55 | 1.1 | 2.75 | 2.2 | 1.1 | 0 | -3.3 | -3.3 | -2.75 | -2.75 | -1.65 | 1.1 | 1.1 | 0 | 0 | 0.55 | 0.55 | 0.55 | 0.55 | -1.65 | -0.55
TSO | - | 19 | 2020 | Summer | Flex Up, [MW] | Expected | - | 0.10642 | 0.10033 | 0.10733 | 0.022061 | 0.044365 | 0.14279 | 0.1974 | 0.092775 | 0 | 0.11168 | 0.13613 | 0.11755 | 0.061986 | 0.039867 | 0.060227 | 0.055719 | 0 | 0 | 0.02881 | 0.029699 | 0.028468 | 0.025226 | 0.077154 | 0.024682
TSO | - | 19 | 2020 | Summer | Flex Down, [MW] | Expected | - | 0.10117 | 0.10126 | 0.10406 | 0.021633 | 0.042768 | 0.093717 | 0.131 | 0.090172 | 0 | 0.1643 | 0.16598 | 0.15065 | 0.074397 | 0.040294 | 0.060159 | 0.054131 | 0 | 0 | 0.027992 | 0.028175 | 0.026441 | 0.024545 | 0.082629 | 0.025205
TSO | - | 19 | 2020 | Summer | Pc_net, [MW] | Expected | - | 2.2053 | 2.1991 | 2.7533 | 0.55043 | 1.1016 | 2.7991 | 2.2664 | 1.1026 | 0 | -3.3526 | -3.3298 | -2.7831 | -2.7624 | -1.6504 | 1.1001 | 1.1016 | 0 | 0 | 0.55082 | 0.55152 | 0.55203 | 0.55068 | -1.6555 | -0.55052
TSO | - | 19 | 2020 | Summer | Qc, [MVAr] | Expected | - | 0.43846 | 0.39231 | 0.18462 | 0.32308 | 0.34615 | 0.18462 | 0.53077 | 0.41538 | 0.43846 | 0.53077 | 0.50769 | 0.57692 | 0.6 | 0.57692 | 0.48462 | 0.53077 | 0.57692 | 0.57692 | 0.53077 | 0.50769 | 0.55385 | 0.55385 | 0.53077 | 0.57692
TSO | - | 20 | 2020 | Summer | Pc, [MW] | Expected | - | 1.4522 | 1.362 | 1.3078 | 1.2898 | 1.3259 | 1.2718 | 1.5153 | 1.7318 | 1.822 | 1.8941 | 2.0384 | 2.3 | 1.5424 | 2.0745 | 1.9663 | 1.9122 | 2.0024 | 1.9031 | 1.7318 | 1.7949 | 1.8039 | 1.9122 | 1.5424 | 1.4071
TSO | - | 20 | 2020 | Summer | Flex Up, [MW] | Expected | - | 0.071993 | 0.062906 | 0.051535 | 0.053526 | 0.055185 | 0.053857 | 0.10949 | 0.16677 | 0.16007 | 0.095131 | 0.10977 | 0.12333 | 0.10738 | 0.15166 | 0.11073 | 0.10118 | 0.093626 | 0.10022 | 0.096334 | 0.10777 | 0.10742 | 0.093542 | 0.074852 | 0.069161
TSO | - | 20 | 2020 | Summer | Flex Down, [MW] | Expected | - | 0.065029 | 0.061891 | 0.048995 | 0.048943 | 0.04984 | 0.055516 | 0.1167 | 0.12125 | 0.11926 | 0.13484 | 0.14619 | 0.14178 | 0.1403 | 0.17372 | 0.10446 | 0.089779 | 0.10917 | 0.12193 | 0.082517 | 0.081101 | 0.072669 | 0.079493 | 0.085224 | 0.076843
TSO | - | 20 | 2020 | Summer | Pc_net, [MW] | Expected | - | 1.4591 | 1.363 | 1.3104 | 1.2944 | 1.3312 | 1.2701 | 1.5081 | 1.7773 | 1.8628 | 1.8544 | 2.002 | 2.2815 | 1.5094 | 2.0525 | 1.9725 | 1.9236 | 1.9868 | 1.8814 | 1.7456 | 1.8216 | 1.8387 | 1.9262 | 1.532 | 1.3994
TSO | - | 20 | 2020 | Summer | Qc, [MVAr] | Expected | - | -0.29412 | -0.47059 | -0.47059 | -0.52941 | -0.41176 | -0.76471 | -0.47059 | 0.23529 | 0.76471 | 0.70588 | 0.35294 | 1 | 0.76471 | 1 | 0.94118 | 0.35294 | 0.64706 | 0.41176 | 0.29412 | 0.35294 | 0.35294 | 0.17647 | -0.17647 | -0.70588
TSO | - | 21 | 2020 | Summer | Pc, [MW] | Expected | - | 0 | 0 | 0 | 0 | 0 | 0 | 0 | 0 | 0 | 0 | 0 | 0 | 0 | 0 | 0 | 0 | 0 | 0 | 0 | 0 | 0 | 0 | 0 | 0
TSO | - | 21 | 2020 | Summer | Flex Up, [MW] | Expected | - | 0 | 0 | 0 | 0 | 0 | 0 | 0 | 0 | 0 | 0 | 0 | 0 | 0 | 0 | 0 | 0 | 0 | 0 | 0 | 0 | 0 | 0 | 0 | 0
TSO | - | 21 | 2020 | Summer | Flex Down, [MW] | Expected | - | 0 | 0 | 0 | 0 | 0 | 0 | 0 | 0 | 0 | 0 | 0 | 0 | 0 | 0 | 0 | 0 | 0 | 0 | 0 | 0 | 0 | 0 | 0 | 0
TSO | - | 21 | 2020 | Summer | Pc_net, [MW] | Expected | - | 0 | 0 | 0 | 0 | 0 | 0 | 0 | 0 | 0 | 0 | 0 | 0 | 0 | 0 | 0 | 0 | 0 | 0 | 0 | 0 | 0 | 0 | 0 | 0
TSO | - | 21 | 2020 | Summer | Qc, [MVAr] | Expected | - | 0 | 0 | 0 | 0 | 0 | 0 | 0 | 0 | 0 | 0 | 0 | 0 | 0 | 0 | 0 | 0 | 0 | 0 | 0 | 0 | 0 | 0 | 0 | 0
TSO | - | 22 | 2020 | Summer | Pc, [MW] | Expected | - | 0 | 0 | 0 | 0 | 0 | 0 | 0 | 0 | 0 | 0 | 0 | 0 | 0 | 0 | 0 | 0 | 0 | 0 | 0 | 0 | 0 | 0 | 0 | 0
TSO | - | 22 | 2020 | Summer | Flex Up, [MW] | Expected | - | 0 | 0 | 0 | 0 | 0 | 0 | 0 | 0 | 0 | 0 | 0 | 0 | 0 | 0 | 0 | 0 | 0 | 0 | 0 | 0 | 0 | 0 | 0 | 0
TSO | - | 22 | 2020 | Summer | Flex Down, [MW] | Expected | - | 0 | 0 | 0 | 0 | 0 | 0 | 0 | 0 | 0 | 0 | 0 | 0 | 0 | 0 | 0 | 0 | 0 | 0 | 0 | 0 | 0 | 0 | 0 | 0
TSO | - | 22 | 2020 | Summer | Pc_net, [MW] | Expected | - | 0 | 0 | 0 | 0 | 0 | 0 | 0 | 0 | 0 | 0 | 0 | 0 | 0 | 0 | 0 | 0 | 0 | 0 | 0 | 0 | 0 | 0 | 0 | 0
TSO | - | 22 | 2020 | Summer | Qc, [MVAr] | Expected | - | 0 | 0 | 0 | 0 | 0 | 0 | 0 | 0 | 0 | 0 | 0 | 0 | 0 | 0 | 0 | 0 | 0 | 0 | 0 | 0 | 0 | 0 | 0 | 0
TSO | - | 23 | 2020 | Summer | Pc, [MW] | Expected | - | -0.31765 | -1.7294 | -1.9941 | -2.1706 | -1.2882 | -2.3471 | -0.75882 | -1.0235 | -1.2882 | 0.56471 | 0.91765 | 1.5353 | 3.9176 | 6.3 | 6.0353 | 5.5941 | 5.2412 | 5.0647 | 2.4176 | 2.9471 | 4.7118 | 5.5941 | 5.5941 | 6.1235
TSO | - | 23 | 2020 | Summer | Flex Up, [MW] | Expected | - | 0.014477 | 0.057429 | 0.047508 | 0.055213 | 0.030116 | 0.084191 | 0.040967 | 0.043432 | 0.034175 | 0.03401 | 0.057145 | 0.087103 | 0.30083 | 0.46142 | 0.29851 | 0.26879 | 0.26349 | 0.29591 | 0.12866 | 0.15899 | 0.23957 | 0.25845 | 0.31978 | 0.35821
TSO | - | 23 | 2020 | Summer | Flex Down, [MW] | Expected | - | 0.014331 | 0.05702 | 0.046057 | 0.050906 | 0.02908 | 0.080386 | 0.040458 | 0.044869 | 0.034535 | 0.034554 | 0.05808 | 0.089866 | 0.3283 | 0.52671 | 0.36199 | 0.28986 | 0.26732 | 0.29527 | 0.12103 | 0.15112 | 0.23083 | 0.24778 | 0.26082 | 0.27721
TSO | - | 23 | 2020 | Summer | Pc_net, [MW] | Expected | - | -0.3175 | -1.729 | -1.9927 | -2.1663 | -1.2872 | -2.3433 | -0.75831 | -1.025 | -1.2886 | 0.56416 | 0.91671 | 1.5325 | 3.8902 | 6.2347 | 5.9718 | 5.573 | 5.2373 | 5.0653 | 2.4253 | 2.9549 | 4.7205 | 5.6048 | 5.6531 | 6.2045
TSO | - | 23 | 2020 | Summer | Qc, [MVAr] | Expected | - | -0.83276 | -1.0138 | -1.1948 | -1.7379 | -1.8284 | -2.1 | -1.4664 | -0.018103 | 0.525 | 1.4302 | 1.3397 | 0.88707 | 0.525 | -0.28966 | -0.10862 | -0.56121 | -0.56121 | -0.74224 | -0.018103 | -0.19914 | -0.74224 | -0.92328 | -0.92328 | -1.3759
TSO | - | 24 | 2020 | Summer | Pc, [MW] | Expected | - | 0 | 0 | 0 | 0 | 0 | 0 | 0 | 0 | 0 | 0 | 0 | 0 | 0 | 0 | 0 | 0 | 0 | 0 | 0 | 0 | 0 | 0 | 0 | 0
TSO | - | 24 | 2020 | Summer | Flex Up, [MW] | Expected | - | 0 | 0 | 0 | 0 | 0 | 0 | 0 | 0 | 0 | 0 | 0 | 0 | 0 | 0 | 0 | 0 | 0 | 0 | 0 | 0 | 0 | 0 | 0 | 0
TSO | - | 24 | 2020 | Summer | Flex Down, [MW] | Expected | - | 0 | 0 | 0 | 0 | 0 | 0 | 0 | 0 | 0 | 0 | 0 | 0 | 0 | 0 | 0 | 0 | 0 | 0 | 0 | 0 | 0 | 0 | 0 | 0
TSO | - | 24 | 2020 | Summer | Pc_net, [MW] | Expected | - | 0 | 0 | 0 | 0 | 0 | 0 | 0 | 0 | 0 | 0 | 0 | 0 | 0 | 0 | 0 | 0 | 0 | 0 | 0 | 0 | 0 | 0 | 0 | 0
TSO | - | 24 | 2020 | Summer | Qc, [MVAr] | Expected | - | 0 | 0 | 0 | 0 | 0 | 0 | 0 | 0 | 0 | 0 | 0 | 0 | 0 | 0 | 0 | 0 | 0 | 0 | 0 | 0 | 0 | 0 | 0 | 0
TSO | - | 25 | 2020 | Summer | Pc, [MW] | Expected | - | 0.59062 | 6.3 | 3.15 | 0.49219 | 0.49219 | 0.59062 | 0.39375 | 0.19687 | 0.39375 | 3.7406 | 0.29531 | 0.7875 | 0.39375 | 0.49219 | 1.7719 | 0.49219 | 0.39375 | 0.39375 | 1.1812 | 0.19687 | 0.39375 | 0.19687 | 0.39375 | 0.19687
TSO | - | 25 | 2020 | Summer | Flex Up, [MW] | Expected | - | 0.028341 | 0.29782 | 0.12915 | 0.019933 | 0.0198 | 0.025771 | 0.029741 | 0.016351 | 0.030243 | 0.20887 | 0.018553 | 0.045318 | 0.031646 | 0.038582 | 0.0947 | 0.024569 | 0.019956 | 0.023018 | 0.06202 | 0.010368 | 0.01968 | 0.0089191 | 0.020579 | 0.01027
TSO | - | 25 | 2020 | Summer | Flex Down, [MW] | Expected | - | 0.027389 | 0.27945 | 0.11298 | 0.019169 | 0.019187 | 0.025023 | 0.029034 | 0.016393 | 0.030124 | 0.2453 | 0.018528 | 0.045455 | 0.031586 | 0.038616 | 0.099216 | 0.024583 | 0.019922 | 0.022943 | 0.059976 | 0.010348 | 0.01963 | 0.0088965 | 0.020287 | 0.010159
TSO | - | 25 | 2020 | Summer | Pc_net, [MW] | Expected | - | 0.59158 | 6.3184 | 3.1662 | 0.49295 | 0.4928 | 0.59137 | 0.39446 | 0.19683 | 0.39387 | 3.7042 | 0.29534 | 0.78736 | 0.39381 | 0.49215 | 1.7674 | 0.49217 | 0.39378 | 0.39382 | 1.1833 | 0.1969 | 0.3938 | 0.1969 | 0.39404 | 0.19699
TSO | - | 25 | 2020 | Summer | Qc, [MVAr] | Expected | - | 0.43636 | 3.2 | 1.7455 | 0.43636 | 0.21818 | 0.43636 | 0.43636 | 0.72727 | 0.72727 | 2.4 | 0.50909 | 1.0909 | 0.43636 | 0.72727 | 1.9636 | 0.65455 | 0.50909 | 0.43636 | 0 | 0.29091 | 0.29091 | 0.58182 | 0 | 0
TSO | - | 26 | 2020 | Summer | Pc, [MW] | Expected | - | 0 | 0 | 0 | 0 | 0 | 0 | 0 | 0 | 0 | 0 | 0 | 0 | 0 | 0 | 0 | 0 | 0 | 0 | 0 | 0 | 0 | 0 | 0 | 0
TSO | - | 26 | 2020 | Summer | Flex Up, [MW] | Expected | - | 0 | 0 | 0 | 0 | 0 | 0 | 0 | 0 | 0 | 0 | 0 | 0 | 0 | 0 | 0 | 0 | 0 | 0 | 0 | 0 | 0 | 0 | 0 | 0
TSO | - | 26 | 2020 | Summer | Flex Down, [MW] | Expected | - | 0 | 0 | 0 | 0 | 0 | 0 | 0 | 0 | 0 | 0 | 0 | 0 | 0 | 0 | 0 | 0 | 0 | 0 | 0 | 0 | 0 | 0 | 0 | 0
TSO | - | 26 | 2020 | Summer | Pc_net, [MW] | Expected | - | 0 | 0 | 0 | 0 | 0 | 0 | 0 | 0 | 0 | 0 | 0 | 0 | 0 | 0 | 0 | 0 | 0 | 0 | 0 | 0 | 0 | 0 | 0 | 0
TSO | - | 26 | 2020 | Summer | Qc, [MVAr] | Expected | - | 0 | 0 | 0 | 0 | 0 | 0 | 0 | 0 | 0 | 0 | 0 | 0 | 0 | 0 | 0 | 0 | 0 | 0 | 0 | 0 | 0 | 0 | 0 | 0
TSO | - | 27 | 2020 | Summer | Pc, [MW] | Expected | - | 6.3047 | 6.2564 | 5.7491 | 6.0631 | 5.4834 | 6.0873 | 7.5366 | 9.1792 | 8.9377 | 9.3 | 8.6719 | 9.1551 | 9.0101 | 9.2034 | 9.0101 | 8.0681 | 8.213 | 8.1164 | 8.1405 | 8.4787 | 8.2613 | 8.2855 | 7.4642 | 7.2226
TSO | - | 27 | 2020 | Summer | Flex Up, [MW] | Expected | - | 0.31754 | 0.30437 | 0.22799 | 0.26778 | 0.22849 | 0.27248 | 0.62735 | 0.70658 | 0.66071 | 0.52795 | 0.52516 | 0.50565 | 0.69721 | 0.70311 | 0.46488 | 0.40132 | 0.41865 | 0.48033 | 0.43102 | 0.45041 | 0.41708 | 0.37371 | 0.40622 | 0.40293
TSO | - | 27 | 2020 | Summer | Flex Down, [MW] | Expected | - | 0.27736 | 0.26891 | 0.21393 | 0.21391 | 0.20586 | 0.25103 | 0.49765 | 0.82006 | 0.70954 | 0.60122 | 0.56373 | 0.54963 | 0.74971 | 0.74042 | 0.52119 | 0.40438 | 0.41314 | 0.46706 | 0.40971 | 0.44177 | 0.40768 | 0.37606 | 0.36846 | 0.34652
TSO | - | 27 | 2020 | Summer | Pc_net, [MW] | Expected | - | 6.3449 | 6.2918 | 5.7632 | 6.117 | 5.506 | 6.1087 | 7.6663 | 9.0657 | 8.8888 | 9.2267 | 8.6334 | 9.1111 | 8.9576 | 9.1661 | 8.9538 | 8.065 | 8.2185 | 8.1296 | 8.1618 | 8.4873 | 8.2707 | 8.2831 | 7.5019 | 7.279
TSO | - | 27 | 2020 | Summer | Qc, [MVAr] | Expected | - | -0.35 | -0.3375 | -0.4625 | -0.4625 | -0.5 | -0.4125 | -0.05 | 0.3125 | 0.325 | 0.2875 | 0.2625 | 0.4375 | 0.3875 | 0.4 | -0.2625 | 0.1125 | 0.1 | 0.0375 | -0.0625 | 0 | -0.05 | -0.1 | -0.2375 | -0.325
TSO | - | 28 | 2020 | Summer | Pc, [MW] | Expected | - | 3.1615 | 2.7876 | 2.5926 | 2.5357 | 2.5926 | 2.4057 | 2.877 | 3.4947 | 3.8848 | 4.0555 | 4.3643 | 4.535 | 4.47 | 4.6 | 4.2749 | 4.3318 | 4.1855 | 4.283 | 4.0392 | 4.023 | 4.0148 | 4.283 | 4.2668 | 3.6898
TSO | - | 28 | 2020 | Summer | Flex Up, [MW] | Expected | - | 0.15214 | 0.13054 | 0.099907 | 0.10374 | 0.10338 | 0.10346 | 0.22046 | 0.28661 | 0.29458 | 0.24251 | 0.27093 | 0.25726 | 0.35474 | 0.35871 | 0.23059 | 0.21605 | 0.21246 | 0.25113 | 0.21044 | 0.21258 | 0.20131 | 0.1936 | 0.2245 | 0.19553
TSO | - | 28 | 2020 | Summer | Flex Down, [MW] | Expected | - | 0.14617 | 0.12489 | 0.099376 | 0.097711 | 0.10199 | 0.10343 | 0.209 | 0.29461 | 0.30101 | 0.24988 | 0.27707 | 0.26547 | 0.36309 | 0.36279 | 0.23727 | 0.21654 | 0.21144 | 0.24881 | 0.20672 | 0.21073 | 0.19951 | 0.19398 | 0.21834 | 0.18734
TSO | - | 28 | 2020 | Summer | Pc_net, [MW] | Expected | - | 3.1675 | 2.7933 | 2.5931 | 2.5417 | 2.594 | 2.4057 | 2.8885 | 3.4867 | 3.8784 | 4.0481 | 4.3582 | 4.5268 | 4.4616 | 4.5959 | 4.2682 | 4.3313 | 4.1865 | 4.2854 | 4.0429 | 4.0248 | 4.0166 | 4.2827 | 4.273 | 3.698
TSO | - | 28 | 2020 | Summer | Qc, [MVAr] | Expected | - | -0.15 | -0.25 | -0.425 | -0.425 | -0.4 | -0.95 | -0.45 | 0.5 | 0.55 | 1.7 | 1.575 | 2.15 | 2.3 | 2.05 | 1.425 | 1.2 | 1.025 | 1.225 | 0.75 | 0.825 | 0.55 | 0.9 | 0.675 | 0.3
TSO | - | 29 | 2020 | Summer | Pc, [MW] | Expected | - | 4.4403 | 1.7761 | 2.4104 | 2.0299 | 0.50746 | 0.88806 | 4.694 | 10.403 | 13.0672 | 13.9552 | 13.9552 | 16.3657 | 15.7313 | 16.3657 | 15.6045 | 13.5746 | 13.194 | 12.9403 | 12.5597 | 12.306 | 13.194 | 16.1119 | 17 | 11.7985
TSO | - | 29 | 2020 | Summer | Flex Up, [MW] | Expected | - | 0.2127 | 0.082329 | 0.092192 | 0.081788 | 0.020077 | 0.038034 | 0.35892 | 0.85643 | 0.98135 | 0.83377 | 0.86252 | 0.90823 | 1.2427 | 1.2933 | 0.84044 | 0.68027 | 0.67484 | 0.76575 | 0.6644 | 0.65784 | 0.6692 | 0.73081 | 0.90443 | 0.63335
TSO | - | 29 | 2020 | Summer | Flex Down, [MW] | Expected | - | 0.20627 | 0.080418 | 0.093091 | 0.079474 | 0.02012 | 0.03834 | 0.34176 | 0.87375 | 1.022 | 0.86061 | 0.88977 | 0.97819 | 1.2835 | 1.2736 | 0.86733 | 0.67534 | 0.66141 | 0.74471 | 0.63272 | 0.63706 | 0.64801 | 0.72719 | 0.85996 | 0.59092
TSO | - | 29 | 2020 | Summer | Pc_net, [MW] | Expected | - | 4.4467 | 1.778 | 2.4095 | 2.0322 | 0.50742 | 0.88775 | 4.7112 | 10.3857 | 13.0265 | 13.9284 | 13.928 | 16.2957 | 15.6905 | 16.3853 | 15.5776 | 13.5796 | 13.2075 | 12.9613 | 12.5914 | 12.3267 | 13.2152 | 16.1156 | 17.0445 | 11.8409
TSO | - | 29 | 2020 | Summer | Qc, [MVAr] | Expected | - | 0.98621 | 0.71724 | 0.8069 | 0.44828 | 0.44828 | -0.17931 | 0.62759 | 1.9724 | 1.9724 | 2.0621 | 2.0621 | 2.6 | 2.4207 | 2.331 | 2.1517 | 1.6138 | 1.5241 | 1.7034 | 1.5241 | 1.6138 | 1.4345 | 1.7931 | 1.9724 | 1.5241
TSO | - | 30 | 2020 | Summer | Pc, [MW] | Expected | - | 0 | 0 | 0 | 0 | 0 | 0 | 0 | 0 | 0 | 0 | 0 | 0 | 0 | 0 | 0 | 0 | 0 | 0 | 0 | 0 | 0 | 0 | 0 | 0
TSO | - | 30 | 2020 | Summer | Flex Up, [MW] | Expected | - | 0 | 0 | 0 | 0 | 0 | 0 | 0 | 0 | 0 | 0 | 0 | 0 | 0 | 0 | 0 | 0 | 0 | 0 | 0 | 0 | 0 | 0 | 0 | 0
TSO | - | 30 | 2020 | Summer | Flex Down, [MW] | Expected | - | 0 | 0 | 0 | 0 | 0 | 0 | 0 | 0 | 0 | 0 | 0 | 0 | 0 | 0 | 0 | 0 | 0 | 0 | 0 | 0 | 0 | 0 | 0 | 0
TSO | - | 30 | 2020 | Summer | Pc_net, [MW] | Expected | - | 0 | 0 | 0 | 0 | 0 | 0 | 0 | 0 | 0 | 0 | 0 | 0 | 0 | 0 | 0 | 0 | 0 | 0 | 0 | 0 | 0 | 0 | 0 | 0
TSO | - | 30 | 2020 | Summer | Qc, [MVAr] | Expected | - | 1.7478 | 1.7583 | 1.7791 | 1.793 | 1.7965 | 1.8 | 1.76 | 1.6974 | 1.6678 | 1.6174 | 1.6296 | 1.6104 | 1.6296 | 1.6261 | 1.647 | 1.6783 | 1.6817 | 1.673 | 1.6852 | 1.6713 | 1.6991 | 1.68 | 1.687 | 1.6939
TSO | - | 31 | 2020 | Summer | Pc, [MW] | Expected | - | 3.5323 | 4.6872 | 5.8 | 4.9907 | 4.6198 | 3.6166 | 2.1413 | 0.8093 | 0.39622 | -0.48895 | -0.31192 | -1.0201 | -1.2561 | -1.5933 | -0.75029 | -0.10959 | 0.57326 | 0.69128 | 1.6692 | 1.7029 | 1.1718 | 0.5311 | 1.0116 | 1.1212
TSO | - | 31 | 2020 | Summer | Flex Up, [MW] | Expected | - | 0.17023 | 0.20328 | 0.21865 | 0.21287 | 0.19281 | 0.16308 | 0.16351 | 0.065296 | 0.030028 | 0.020229 | 0.014177 | 0.049071 | 0.030661 | 0.037913 | 0.033738 | 0.0049638 | 0.028481 | 0.039331 | 0.080535 | 0.080698 | 0.055838 | 0.023775 | 0.05209 | 0.059389
TSO | - | 31 | 2020 | Summer | Flex Down, [MW] | Expected | - | 0.16306 | 0.22621 | 0.22718 | 0.18362 | 0.17313 | 0.14795 | 0.15612 | 0.069303 | 0.030717 | 0.020662 | 0.014378 | 0.050411 | 0.031634 | 0.039495 | 0.0352 | 0.0049846 | 0.029576 | 0.041359 | 0.091853 | 0.098491 | 0.061148 | 0.024286 | 0.052904 | 0.056955
TSO | - | 31 | 2020 | Summer | Pc_net, [MW] | Expected | - | 3.5394 | 4.6643 | 5.7915 | 5.0199 | 4.6394 | 3.6317 | 2.1487 | 0.80529 | 0.39553 | -0.48939 | -0.31212 | -1.0214 | -1.2571 | -1.5949 | -0.75175 | -0.10961 | 0.57216 | 0.68925 | 1.6579 | 1.6851 | 1.1665 | 0.53059 | 1.0108 | 1.1237
TSO | - | 31 | 2020 | Summer | Qc, [MVAr] | Expected | - | 1.9276 | 1.3166 | 1.2134 | 1.2994 | 1.6264 | 1.5834 | 1.8846 | 1.6264 | 1.5404 | 1.876 | 2.0653 | 1.9878 | 2.2202 | 2.2976 | 2.2116 | 2.5644 | 2.7365 | 2.9 | 2.6332 | 2.6677 | 2.6418 | 2.289 | 2.6246 | 2.8742
TSO | - | 32 | 2020 | Summer | Pc, [MW] | Expected | - | 1.395 | 1.37 | 1.255 | 1.245 | 1.23 | 1.28 | 1.29 | 1.4 | 1.465 | 1.46 | 1.41 | 1.36 | 1.27 | 1.285 | 1.185 | 1.21 | 1.25 | 1.285 | 1.42 | 1.6 | 1.42 | 1.485 | 1.425 | 1.13
TSO | - | 32 | 2020 | Summer | Flex Up, [MW] | Expected | - | 0.067577 | 0.063039 | 0.048614 | 0.050661 | 0.049835 | 0.056654 | 0.10042 | 0.11821 | 0.11334 | 0.088385 | 0.087315 | 0.078282 | 0.097624 | 0.095502 | 0.064028 | 0.060459 | 0.06293 | 0.074703 | 0.072533 | 0.081316 | 0.069776 | 0.067103 | 0.07543 | 0.061283
TSO | - | 32 | 2020 | Summer | Flex Down, [MW] | Expected | - | 0.064052 | 0.062495 | 0.047854 | 0.048248 | 0.047596 | 0.053427 | 0.092135 | 0.11463 | 0.11126 | 0.088881 | 0.089732 | 0.078482 | 0.10632 | 0.10605 | 0.06566 | 0.060376 | 0.063666 | 0.075289 | 0.07412 | 0.087045 | 0.071988 | 0.067278 | 0.072467 | 0.055972
TSO | - | 32 | 2020 | Summer | Pc_net, [MW] | Expected | - | 1.3985 | 1.3705 | 1.2558 | 1.2474 | 1.2322 | 1.2832 | 1.2983 | 1.4036 | 1.4671 | 1.4595 | 1.4076 | 1.3598 | 1.2613 | 1.2745 | 1.1834 | 1.2101 | 1.2493 | 1.2844 | 1.4184 | 1.5943 | 1.4178 | 1.4848 | 1.428 | 1.1353
TSO | - | 32 | 2020 | Summer | Qc, [MVAr] | Expected | - | -0.69231 | -0.71538 | -0.7 | -0.71538 | -0.70769 | -0.8 | -0.66923 | -0.24615 | -0.18462 | -0.11538 | -0.13077 | 0.038462 | 0.13077 | 0.12308 | -0.030769 | -0.23077 | -0.14615 | -0.22308 | -0.33846 | -0.23077 | -0.36923 | -0.24615 | -0.40769 | -0.46154
TSO | - | 33 | 2020 | Summer | Pc, [MW] | Expected | - | 1.995 | 1.672 | 1.425 | 1.368 | 1.368 | 1.615 | 2.261 | 2.508 | 3.021 | 3.173 | 3.268 | 3.534 | 3.8 | 3.705 | 3.572 | 3.401 | 3.192 | 3.173 | 3.002 | 3.135 | 3.135 | 3.268 | 3.04 | 2.299
TSO | - | 33 | 2020 | Summer | Flex Up, [MW] | Expected | - | 0.10121 | 0.079436 | 0.056549 | 0.057037 | 0.056847 | 0.073422 | 0.18937 | 0.22707 | 0.24592 | 0.19695 | 0.20296 | 0.20369 | 0.256 | 0.24133 | 0.18752 | 0.17239 | 0.16308 | 0.1887 | 0.15609 | 0.15811 | 0.15494 | 0.15 | 0.16916 | 0.13517
TSO | - | 33 | 2020 | Summer | Flex Down, [MW] | Expected | - | 0.087033 | 0.07377 | 0.052986 | 0.051644 | 0.051514 | 0.06547 | 0.14813 | 0.19005 | 0.21724 | 0.1883 | 0.20739 | 0.20367 | 0.35424 | 0.33979 | 0.20341 | 0.16724 | 0.16019 | 0.18167 | 0.15395 | 0.17177 | 0.15804 | 0.14573 | 0.14635 | 0.10338
TSO | - | 33 | 2020 | Summer | Pc_net, [MW] | Expected | - | 2.0092 | 1.6777 | 1.4286 | 1.3734 | 1.3733 | 1.623 | 2.3022 | 2.545 | 3.0497 | 3.1817 | 3.2636 | 3.534 | 3.7018 | 3.6065 | 3.5561 | 3.4062 | 3.1949 | 3.18 | 3.0041 | 3.1213 | 3.1319 | 3.2723 | 3.0628 | 2.3308
TSO | - | 33 | 2020 | Summer | Qc, [MVAr] | Expected | - | -1.0419 | -1.2258 | -1.2871 | -1.3484 | -1.2871 | -1.9 | -1.4403 | -0.73548 | -0.21452 | -0.091935 | 0.030645 | 0.030645 | 0.45968 | 0.42903 | 0.42903 | -0.18387 | -0.030645 | -0.18387 | -0.52097 | -0.49032 | -0.45968 | -0.3371 | -0.52097 | -0.79677
TSO | - | 34 | 2020 | Summer | Pc, [MW] | Expected | - | 0 | 0 | 0 | 0 | 0 | 0 | 0 | 0 | 0 | 0 | 0 | 0 | 0 | 0 | 0 | 0 | 0 | 0 | 0 | 0 | 0 | 0 | 0 | 0
TSO | - | 34 | 2020 | Summer | Flex Up, [MW] | Expected | - | 0 | 0 | 0 | 0 | 0 | 0 | 0 | 0 | 0 | 0 | 0 | 0 | 0 | 0 | 0 | 0 | 0 | 0 | 0 | 0 | 0 | 0 | 0 | 0
TSO | - | 34 | 2020 | Summer | Flex Down, [MW] | Expected | - | 0 | 0 | 0 | 0 | 0 | 0 | 0 | 0 | 0 | 0 | 0 | 0 | 0 | 0 | 0 | 0 | 0 | 0 | 0 | 0 | 0 | 0 | 0 | 0
TSO | - | 34 | 2020 | Summer | Pc_net, [MW] | Expected | - | 0 | 0 | 0 | 0 | 0 | 0 | 0 | 0 | 0 | 0 | 0 | 0 | 0 | 0 | 0 | 0 | 0 | 0 | 0 | 0 | 0 | 0 | 0 | 0
TSO | - | 34 | 2020 | Summer | Qc, [MVAr] | Expected | - | 0 | 0 | 0 | 0 | 0 | 0 | 0 | 0 | 0 | 0 | 0 | 0 | 0 | 0 | 0 | 0 | 0 | 0 | 0 | 0 | 0 | 0 | 0 | 0
TSO | - | 35 | 2020 | Summer | Pc, [MW] | Expected | - | 3.96 | 3.7886 | 3.6 | 3.7543 | 3.72 | 3.7543 | 5.04 | 5.6743 | 6 | 5.6743 | 5.5029 | 5.88 | 5.8457 | 5.4686 | 5.2286 | 5.04 | 5.04 | 4.8171 | 4.9543 | 5.2114 | 5.1257 | 5.4171 | 5.04 | 4.32
TSO | - | 35 | 2020 | Summer | Flex Up, [MW] | Expected | - | 0.19897 | 0.17957 | 0.14432 | 0.15889 | 0.15628 | 0.17112 | 0.40727 | 0.47373 | 0.46476 | 0.333 | 0.3379 | 0.3329 | 0.42992 | 0.38861 | 0.28161 | 0.25402 | 0.25675 | 0.28601 | 0.25053 | 0.26073 | 0.24606 | 0.24333 | 0.27426 | 0.25194
TSO | - | 35 | 2020 | Summer | Flex Down, [MW] | Expected | - | 0.17469 | 0.16758 | 0.1324 | 0.13937 | 0.13839 | 0.15175 | 0.34505 | 0.47 | 0.45511 | 0.35595 | 0.35307 | 0.34487 | 0.50883 | 0.46912 | 0.29061 | 0.24929 | 0.25368 | 0.27627 | 0.26113 | 0.28764 | 0.26566 | 0.24687 | 0.24883 | 0.19632
TSO | - | 35 | 2020 | Summer | Pc_net, [MW] | Expected | - | 3.9843 | 3.8006 | 3.6119 | 3.7738 | 3.7379 | 3.7737 | 5.1022 | 5.678 | 6.0096 | 5.6513 | 5.4877 | 5.868 | 5.7668 | 5.3881 | 5.2196 | 5.0447 | 5.0431 | 4.8269 | 4.9437 | 5.1845 | 5.1061 | 5.4136 | 5.0654 | 4.3756
TSO | - | 35 | 2020 | Summer | Qc, [MVAr] | Expected | - | -0.38889 | -0.5 | -0.5 | -0.38889 | -0.44444 | -0.55556 | 0.88889 | 2.1111 | 2.4444 | 2.1667 | 2.2222 | 3 | 2.8333 | 2.7778 | 1.8889 | 1.5 | 1.4444 | 1.0556 | 1.0556 | 0.94444 | 0.72222 | 1.3889 | 0.55556 | -0.055556
TSO | - | 36 | 2020 | Summer | Pc, [MW] | Expected | - | 0 | 0 | 0 | 0 | 0 | 0 | 0 | 0 | 0 | 0 | 0 | 0 | 0 | 0 | 0 | 0 | 0 | 0 | 0 | 0 | 0 | 0 | 0 | 0
TSO | - | 36 | 2020 | Summer | Flex Up, [MW] | Expected | - | 0 | 0 | 0 | 0 | 0 | 0 | 0 | 0 | 0 | 0 | 0 | 0 | 0 | 0 | 0 | 0 | 0 | 0 | 0 | 0 | 0 | 0 | 0 | 0
TSO | - | 36 | 2020 | Summer | Flex Down, [MW] | Expected | - | 0 | 0 | 0 | 0 | 0 | 0 | 0 | 0 | 0 | 0 | 0 | 0 | 0 | 0 | 0 | 0 | 0 | 0 | 0 | 0 | 0 | 0 | 0 | 0
TSO | - | 36 | 2020 | Summer | Pc_net, [MW] | Expected | - | 0 | 0 | 0 | 0 | 0 | 0 | 0 | 0 | 0 | 0 | 0 | 0 | 0 | 0 | 0 | 0 | 0 | 0 | 0 | 0 | 0 | 0 | 0 | 0
TSO | - | 36 | 2020 | Summer | Qc, [MVAr] | Expected | - | 0 | 0 | 0 | 0 | 0 | 0 | 0 | 0 | 0 | 0 | 0 | 0 | 0 | 0 | 0 | 0 | 0 | 0 | 0 | 0 | 0 | 0 | 0 | 0
TSO | - | 37 | 2020 | Summer | Pc, [MW] | Expected | - | 0 | 0 | 0 | 0 | 0 | 0 | 0 | 0 | 0 | 0 | 0 | 0 | 0 | 0 | 0 | 0 | 0 | 0 | 0 | 0 | 0 | 0 | 0 | 0
TSO | - | 37 | 2020 | Summer | Flex Up, [MW] | Expected | - | 0 | 0 | 0 | 0 | 0 | 0 | 0 | 0 | 0 | 0 | 0 | 0 | 0 | 0 | 0 | 0 | 0 | 0 | 0 | 0 | 0 | 0 | 0 | 0
TSO | - | 37 | 2020 | Summer | Flex Down, [MW] | Expected | - | 0 | 0 | 0 | 0 | 0 | 0 | 0 | 0 | 0 | 0 | 0 | 0 | 0 | 0 | 0 | 0 | 0 | 0 | 0 | 0 | 0 | 0 | 0 | 0
TSO | - | 37 | 2020 | Summer | Pc_net, [MW] | Expected | - | 0 | 0 | 0 | 0 | 0 | 0 | 0 | 0 | 0 | 0 | 0 | 0 | 0 | 0 | 0 | 0 | 0 | 0 | 0 | 0 | 0 | 0 | 0 | 0
TSO | - | 37 | 2020 | Summer | Qc, [MVAr] | Expected | - | 0 | 0 | 0 | 0 | 0 | 0 | 0 | 0 | 0 | 0 | 0 | 0 | 0 | 0 | 0 | 0 | 0 | 0 | 0 | 0 | 0 | 0 | 0 | 0
TSO | - | 38 | 2020 | Summer | Pc, [MW] | Expected | - | 10.7869 | 10.3279 | 10.3279 | 11.4754 | 10.3279 | 9.8689 | 9.8689 | 10.0984 | 10.5574 | 9.8689 | 12.623 | 9.8689 | 12.3934 | 13.082 | 12.8525 | 13.3115 | 12.8525 | 14 | 9.8689 | 8.7213 | 8.7213 | 9.1803 | 9.6393 | 0.68852
TSO | - | 38 | 2020 | Summer | Flex Up, [MW] | Expected | - | 0.52968 | 0.47168 | 0.40146 | 0.47474 | 0.4214 | 0.42305 | 0.73295 | 0.87124 | 0.84335 | 0.56817 | 0.80558 | 0.55324 | 0.96388 | 0.97998 | 0.70664 | 0.66902 | 0.65757 | 0.83985 | 0.49157 | 0.44081 | 0.412 | 0.40717 | 0.52513 | 0.03618
TSO | - | 38 | 2020 | Summer | Flex Down, [MW] | Expected | - | 0.48815 | 0.47467 | 0.39241 | 0.43693 | 0.39669 | 0.42568 | 0.74018 | 0.80827 | 0.77523 | 0.63007 | 0.77942 | 0.58431 | 1.0264 | 1.0719 | 0.69995 | 0.66031 | 0.64409 | 0.79431 | 0.52765 | 0.4769 | 0.45869 | 0.42357 | 0.47531 | 0.035265
TSO | - | 38 | 2020 | Summer | Pc_net, [MW] | Expected | - | 10.8284 | 10.3249 | 10.3369 | 11.5132 | 10.3526 | 9.8662 | 9.8616 | 10.1613 | 10.6255 | 9.8069 | 12.6491 | 9.8378 | 12.331 | 12.99 | 12.8591 | 13.3202 | 12.8659 | 14.0455 | 9.8328 | 8.6852 | 8.6746 | 9.1639 | 9.6892 | 0.68944
TSO | - | 38 | 2020 | Summer | Qc, [MVAr] | Expected | - | -3.5 | -4.2 | -3.5 | -4.2 | -3.5 | -4.2 | -7 | -2.1 | -2.8 | -3.5 | -2.8 | -3.5 | -2.1 | -1.4 | -1.4 | -0.7 | 5.6 | 5.6 | -0.7 | -0.7 | -0.7 | -1.4 | -2.1 | -5.6
TSO | - | 39 | 2020 | Summer | Pc, [MW] | Expected | - | 0 | 0 | 0 | 0 | 0 | 0 | 0 | 0 | 0 | 0 | 0 | 0 | 0 | 0 | 0 | 0 | 0 | 0 | 0 | 0 | 0 | 0 | 0 | 0
TSO | - | 39 | 2020 | Summer | Flex Up, [MW] | Expected | - | 0 | 0 | 0 | 0 | 0 | 0 | 0 | 0 | 0 | 0 | 0 | 0 | 0 | 0 | 0 | 0 | 0 | 0 | 0 | 0 | 0 | 0 | 0 | 0
TSO | - | 39 | 2020 | Summer | Flex Down, [MW] | Expected | - | 0 | 0 | 0 | 0 | 0 | 0 | 0 | 0 | 0 | 0 | 0 | 0 | 0 | 0 | 0 | 0 | 0 | 0 | 0 | 0 | 0 | 0 | 0 | 0
TSO | - | 39 | 2020 | Summer | Pc_net, [MW] | Expected | - | 0 | 0 | 0 | 0 | 0 | 0 | 0 | 0 | 0 | 0 | 0 | 0 | 0 | 0 | 0 | 0 | 0 | 0 | 0 | 0 | 0 | 0 | 0 | 0
TSO | - | 39 | 2020 | Summer | Qc, [MVAr] | Expected | - | 0 | 0 | 0 | 0 | 0 | 0 | 0 | 0 | 0 | 0 | 0 | 0 | 0 | 0 | 0 | 0 | 0 | 0 | 0 | 0 | 0 | 0 | 0 | 0
TSO | - | 40 | 2020 | Summer | Pc, [MW] | Expected | - | 0 | 0 | 0 | 0 | 0 | 0 | 0 | 0 | 0 | 0 | 0 | 0 | 0 | 0 | 0 | 0 | 0 | 0 | 0 | 0 | 0 | 0 | 0 | 0
TSO | - | 40 | 2020 | Summer | Flex Up, [MW] | Expected | - | 0 | 0 | 0 | 0 | 0 | 0 | 0 | 0 | 0 | 0 | 0 | 0 | 0 | 0 | 0 | 0 | 0 | 0 | 0 | 0 | 0 | 0 | 0 | 0
TSO | - | 40 | 2020 | Summer | Flex Down, [MW] | Expected | - | 0 | 0 | 0 | 0 | 0 | 0 | 0 | 0 | 0 | 0 | 0 | 0 | 0 | 0 | 0 | 0 | 0 | 0 | 0 | 0 | 0 | 0 | 0 | 0
TSO | - | 40 | 2020 | Summer | Pc_net, [MW] | Expected | - | 0 | 0 | 0 | 0 | 0 | 0 | 0 | 0 | 0 | 0 | 0 | 0 | 0 | 0 | 0 | 0 | 0 | 0 | 0 | 0 | 0 | 0 | 0 | 0
TSO | - | 40 | 2020 | Summer | Qc, [MVAr] | Expected | - | 0 | 0 | 0 | 0 | 0 | 0 | 0 | 0 | 0 | 0 | 0 | 0 | 0 | 0 | 0 | 0 | 0 | 0 | 0 | 0 | 0 | 0 | 0 | 0
TSO | - | 41 | 2020 | Summer | Pc, [MW] | Expected | - | 3.9924 | 3.6628 | 3.5895 | 3.5895 | 3.6994 | 3.7727 | 5.018 | 5.714 | 5.8971 | 5.4209 | 5.5674 | 6.3 | 6.2634 | 6.0802 | 5.8238 | 5.4576 | 5.6407 | 5.6773 | 5.6773 | 5.4209 | 5.9337 | 5.7506 | 4.7983 | 4.432
TSO | - | 41 | 2020 | Summer | Flex Up, [MW] | Expected | - | 0.19298 | 0.16709 | 0.13935 | 0.1473 | 0.14928 | 0.16422 | 0.38592 | 0.46437 | 0.43989 | 0.32634 | 0.34614 | 0.35828 | 0.49336 | 0.47184 | 0.32424 | 0.27812 | 0.29014 | 0.33809 | 0.30103 | 0.27494 | 0.28469 | 0.2654 | 0.25036 | 0.23717
TSO | - | 41 | 2020 | Summer | Flex Down, [MW] | Expected | - | 0.18374 | 0.16854 | 0.13657 | 0.13787 | 0.14375 | 0.16023 | 0.36312 | 0.48595 | 0.46421 | 0.33185 | 0.35294 | 0.36791 | 0.51247 | 0.48183 | 0.31313 | 0.26689 | 0.28113 | 0.32459 | 0.28531 | 0.29548 | 0.3077 | 0.25498 | 0.24764 | 0.22271
TSO | - | 41 | 2020 | Summer | Pc_net, [MW] | Expected | - | 4.0017 | 3.6613 | 3.5923 | 3.599 | 3.7049 | 3.7767 | 5.0408 | 5.6924 | 5.8728 | 5.4154 | 5.5606 | 6.2904 | 6.2443 | 6.0702 | 5.8349 | 5.4688 | 5.6497 | 5.6908 | 5.693 | 5.4004 | 5.9107 | 5.761 | 4.801 | 4.4464
TSO | - | 41 | 2020 | Summer | Qc, [MVAr] | Expected | - | -2.4545 | -2.4545 | -2.8636 | -2.8636 | -3 | -3 | -1.2273 | -0.54545 | 0 | -0.40909 | -0.81818 | -0.40909 | 0.27273 | 0 | -0.13636 | -0.81818 | -0.40909 | 0.13636 | 0 | -1.2273 | -0.81818 | -0.81818 | -1.9091 | -2.0455
TSO | - | 42 | 2020 | Summer | Pc, [MW] | Expected | - | 4.4265 | 4.0321 | 3.4623 | 3.813 | 3.9444 | 4.2074 | 5.7414 | 6.7056 | 7.1 | 6.9685 | 6.2673 | 7.1 | 6.9247 | 6.7932 | 5.7414 | 5.566 | 5.4784 | 5.4346 | 5.3469 | 5.9167 | 5.9605 | 6.3549 | 5.7852 | 4.9525
TSO | - | 42 | 2020 | Summer | Flex Up, [MW] | Expected | - | 0.21664 | 0.18795 | 0.13618 | 0.15891 | 0.16056 | 0.18606 | 0.45436 | 0.55328 | 0.51143 | 0.41048 | 0.3823 | 0.3951 | 0.5296 | 0.51325 | 0.32326 | 0.28858 | 0.28413 | 0.32777 | 0.28411 | 0.30025 | 0.28948 | 0.29424 | 0.31141 | 0.27705
TSO | - | 42 | 2020 | Summer | Flex Down, [MW] | Expected | - | 0.20104 | 0.18151 | 0.12996 | 0.14401 | 0.15188 | 0.17578 | 0.40265 | 0.56196 | 0.57709 | 0.43561 | 0.40465 | 0.4233 | 0.58242 | 0.55225 | 0.30508 | 0.26726 | 0.27071 | 0.30658 | 0.2681 | 0.32233 | 0.30558 | 0.28083 | 0.28901 | 0.23684
TSO | - | 42 | 2020 | Summer | Pc_net, [MW] | Expected | - | 4.4421 | 4.0385 | 3.4686 | 3.8279 | 3.9531 | 4.2177 | 5.7931 | 6.6969 | 7.0343 | 6.9434 | 6.2449 | 7.0718 | 6.8719 | 6.7542 | 5.7595 | 5.5874 | 5.4918 | 5.4558 | 5.3629 | 5.8946 | 5.9444 | 6.3683 | 5.8076 | 4.9927
TSO | - | 42 | 2020 | Summer | Qc, [MVAr] | Expected | - | -1.8 | -2.4 | -2.6 | -2.2 | -2 | -1.8 | -0.4 | 3 | 3 | 3.6 | 2.8 | 4 | 4.4 | 4.2 | 3.4 | 2.6 | 1.8 | 1.6 | 1.4 | 1.8 | 1.6 | 1 | 0.6 | -0.4
TSO | - | 43 | 2020 | Summer | Pc, [MW] | Expected | - | 1.3333 | 1.3333 | 1.6667 | 0.33333 | 0.66667 | 1.6667 | 1.3333 | 0.66667 | 0 | -2 | -2 | -1.6667 | -1.6667 | -1 | 0.66667 | 0.66667 | 0 | 0 | 0.33333 | 0.33333 | 0.33333 | 0.33333 | -1 | -0.33333
TSO | - | 43 | 2020 | Summer | Flex Up, [MW] | Expected | - | 0.063379 | 0.060719 | 0.064337 | 0.013276 | 0.026473 | 0.071885 | 0.10009 | 0.055176 | 0 | 0.083491 | 0.091226 | 0.081007 | 0.041255 | 0.024274 | 0.036487 | 0.033301 | 0 | 0 | 0.017236 | 0.017487 | 0.016587 | 0.015098 | 0.048258 | 0.015114
TSO | - | 43 | 2020 | Summer | Flex Down, [MW] | Expected | - | 0.062431 | 0.061455 | 0.063774 | 0.013206 | 0.026335 | 0.07145 | 0.098933 | 0.055701 | 0 | 0.083769 | 0.091872 | 0.081537 | 0.041402 | 0.024309 | 0.036474 | 0.033275 | 0 | 0 | 0.01719 | 0.017588 | 0.016691 | 0.015066 | 0.04858 | 0.015121
TSO | - | 43 | 2020 | Summer | Pc_net, [MW] | Expected | - | 1.3343 | 1.3326 | 1.6672 | 0.3334 | 0.66681 | 1.6671 | 1.3345 | 0.66614 | 0 | -2.0003 | -2.0006 | -1.6672 | -1.6668 | -1 | 0.66668 | 0.66669 | 0 | 0 | 0.33338 | 0.33323 | 0.33323 | 0.33336 | -1.0003 | -0.33334
TSO | - | 43 | 2020 | Summer | Qc, [MVAr] | Expected | - | 0.73077 | 0.65385 | 0.30769 | 0.53846 | 0.57692 | 0.30769 | 0.88462 | 0.69231 | 0.73077 | 0.88462 | 0.84615 | 0.96154 | 1 | 0.96154 | 0.80769 | 0.88462 | 0.96154 | 0.96154 | 0.88462 | 0.84615 | 0.92308 | 0.92308 | 0.88462 | 0.96154
TSO | - | 44 | 2020 | Summer | Pc, [MW] | Expected | - | 7.5765 | 7.1059 | 6.8235 | 6.7294 | 6.9176 | 6.6353 | 7.9059 | 9.0353 | 9.5059 | 9.8824 | 10.6353 | 12 | 8.0471 | 10.8235 | 10.2588 | 9.9765 | 10.4471 | 9.9294 | 9.0353 | 9.3647 | 9.4118 | 9.9765 | 8.0471 | 7.3412
TSO | - | 44 | 2020 | Summer | Flex Up, [MW] | Expected | - | 0.36509 | 0.32557 | 0.2638 | 0.27172 | 0.27794 | 0.28401 | 0.58379 | 0.76633 | 0.74137 | 0.57417 | 0.67233 | 0.66334 | 0.63948 | 0.83344 | 0.56816 | 0.50375 | 0.53541 | 0.59289 | 0.45509 | 0.47671 | 0.44845 | 0.44424 | 0.43349 | 0.42258
TSO | - | 44 | 2020 | Summer | Flex Down, [MW] | Expected | - | 0.34981 | 0.32554 | 0.2607 | 0.2629 | 0.27002 | 0.28663 | 0.59633 | 0.73638 | 0.716 | 0.6257 | 0.6631 | 0.71986 | 0.65278 | 0.86421 | 0.55458 | 0.49254 | 0.52264 | 0.56612 | 0.47804 | 0.5087 | 0.49116 | 0.45855 | 0.40169 | 0.33918
TSO | - | 44 | 2020 | Summer | Pc_net, [MW] | Expected | - | 7.5917 | 7.1059 | 6.8266 | 6.7382 | 6.9256 | 6.6327 | 7.8933 | 9.0653 | 9.5313 | 9.8308 | 10.6445 | 11.9435 | 8.0338 | 10.7928 | 10.2724 | 9.9877 | 10.4598 | 9.9562 | 9.0123 | 9.3327 | 9.3691 | 9.9622 | 8.0789 | 7.4246
TSO | - | 44 | 2020 | Summer | Qc, [MVAr] | Expected | - | -0.52941 | -0.84706 | -0.84706 | -0.95294 | -0.74118 | -1.3765 | -0.84706 | 0.42353 | 1.3765 | 1.2706 | 0.63529 | 1.8 | 1.3765 | 1.8 | 1.6941 | 0.63529 | 1.1647 | 0.74118 | 0.52941 | 0.63529 | 0.63529 | 0.31765 | -0.31765 | -1.2706
TSO | - | 45 | 2020 | Summer | Pc, [MW] | Expected | - | 0 | 0 | 0 | 0 | 0 | 0 | 0 | 0 | 0 | 0 | 0 | 0 | 0 | 0 | 0 | 0 | 0 | 0 | 0 | 0 | 0 | 0 | 0 | 0
TSO | - | 45 | 2020 | Summer | Flex Up, [MW] | Expected | - | 0 | 0 | 0 | 0 | 0 | 0 | 0 | 0 | 0 | 0 | 0 | 0 | 0 | 0 | 0 | 0 | 0 | 0 | 0 | 0 | 0 | 0 | 0 | 0
TSO | - | 45 | 2020 | Summer | Flex Down, [MW] | Expected | - | 0 | 0 | 0 | 0 | 0 | 0 | 0 | 0 | 0 | 0 | 0 | 0 | 0 | 0 | 0 | 0 | 0 | 0 | 0 | 0 | 0 | 0 | 0 | 0
TSO | - | 45 | 2020 | Summer | Pc_net, [MW] | Expected | - | 0 | 0 | 0 | 0 | 0 | 0 | 0 | 0 | 0 | 0 | 0 | 0 | 0 | 0 | 0 | 0 | 0 | 0 | 0 | 0 | 0 | 0 | 0 | 0
TSO | - | 45 | 2020 | Summer | Qc, [MVAr] | Expected | - | 0 | 0 | 0 | 0 | 0 | 0 | 0 | 0 | 0 | 0 | 0 | 0 | 0 | 0 | 0 | 0 | 0 | 0 | 0 | 0 | 0 | 0 | 0 | 0
TSO | - | 46 | 2020 | Summer | Pc, [MW] | Expected | - | 0 | 0 | 0 | 0 | 0 | 0 | 0 | 0 | 0 | 0 | 0 | 0 | 0 | 0 | 0 | 0 | 0 | 0 | 0 | 0 | 0 | 0 | 0 | 0
TSO | - | 46 | 2020 | Summer | Flex Up, [MW] | Expected | - | 0 | 0 | 0 | 0 | 0 | 0 | 0 | 0 | 0 | 0 | 0 | 0 | 0 | 0 | 0 | 0 | 0 | 0 | 0 | 0 | 0 | 0 | 0 | 0
TSO | - | 46 | 2020 | Summer | Flex Down, [MW] | Expected | - | 0 | 0 | 0 | 0 | 0 | 0 | 0 | 0 | 0 | 0 | 0 | 0 | 0 | 0 | 0 | 0 | 0 | 0 | 0 | 0 | 0 | 0 | 0 | 0
TSO | - | 46 | 2020 | Summer | Pc_net, [MW] | Expected | - | 0 | 0 | 0 | 0 | 0 | 0 | 0 | 0 | 0 | 0 | 0 | 0 | 0 | 0 | 0 | 0 | 0 | 0 | 0 | 0 | 0 | 0 | 0 | 0
TSO | - | 46 | 2020 | Summer | Qc, [MVAr] | Expected | - | 0 | 0 | 0 | 0 | 0 | 0 | 0 | 0 | 0 | 0 | 0 | 0 | 0 | 0 | 0 | 0 | 0 | 0 | 0 | 0 | 0 | 0 | 0 | 0
TSO | - | 47 | 2020 | Summer | Pc, [MW] | Expected | - | -1.4975 | -8.1529 | -9.4008 | -10.2328 | -6.0731 | -11.0647 | -3.5773 | -4.8252 | -6.0731 | 2.6622 | 4.3261 | 7.2378 | 18.4689 | 29.7 | 28.4521 | 26.3723 | 24.7084 | 23.8765 | 11.3975 | 13.8933 | 22.2126 | 26.3723 | 26.3723 | 28.8681
TSO | - | 47 | 2020 | Summer | Flex Up, [MW] | Expected | - | 0.068009 | 0.2717 | 0.22197 | 0.25341 | 0.14014 | 0.38688 | 0.1919 | 0.20918 | 0.16196 | 0.15976 | 0.26561 | 0.40834 | 1.4936 | 2.4026 | 1.6127 | 1.3775 | 1.3232 | 1.5265 | 0.57553 | 0.70264 | 0.98242 | 1.0859 | 1.3422 | 1.403
TSO | - | 47 | 2020 | Summer | Flex Down, [MW] | Expected | - | 0.067804 | 0.26785 | 0.21912 | 0.24687 | 0.13892 | 0.38899 | 0.19196 | 0.2071 | 0.16196 | 0.16347 | 0.27759 | 0.42594 | 1.4723 | 2.2558 | 1.5011 | 1.2561 | 1.1792 | 1.2605 | 0.60156 | 0.75929 | 1.2352 | 1.3006 | 1.3949 | 1.5925
TSO | - | 47 | 2020 | Summer | Pc_net, [MW] | Expected | - | -1.4973 | -8.1491 | -9.398 | -10.2262 | -6.0719 | -11.0668 | -3.5774 | -4.8231 | -6.0731 | 2.6585 | 4.3141 | 7.2202 | 18.4903 | 29.8468 | 28.5637 | 26.4937 | 24.8524 | 24.1424 | 11.3714 | 13.8366 | 21.9599 | 26.1575 | 26.3196 | 28.6785
TSO | - | 47 | 2020 | Summer | Qc, [MVAr] | Expected | - | -4.6 | -5.6 | -6.6 | -9.6 | -10.1 | -11.6 | -8.1 | -0.1 | 2.9 | 7.9 | 7.4 | 4.9 | 2.9 | -1.6 | -0.6 | -3.1 | -3.1 | -4.1 | -0.1 | -1.1 | -4.1 | -5.1 | -5.1 | -7.6
TSO | - | 48 | 2020 | Summer | Pc, [MW] | Expected | - | 0 | 0 | 0 | 0 | 0 | 0 | 0 | 0 | 0 | 0 | 0 | 0 | 0 | 0 | 0 | 0 | 0 | 0 | 0 | 0 | 0 | 0 | 0 | 0
TSO | - | 48 | 2020 | Summer | Flex Up, [MW] | Expected | - | 0 | 0 | 0 | 0 | 0 | 0 | 0 | 0 | 0 | 0 | 0 | 0 | 0 | 0 | 0 | 0 | 0 | 0 | 0 | 0 | 0 | 0 | 0 | 0
TSO | - | 48 | 2020 | Summer | Flex Down, [MW] | Expected | - | 0 | 0 | 0 | 0 | 0 | 0 | 0 | 0 | 0 | 0 | 0 | 0 | 0 | 0 | 0 | 0 | 0 | 0 | 0 | 0 | 0 | 0 | 0 | 0
TSO | - | 48 | 2020 | Summer | Pc_net, [MW] | Expected | - | 0 | 0 | 0 | 0 | 0 | 0 | 0 | 0 | 0 | 0 | 0 | 0 | 0 | 0 | 0 | 0 | 0 | 0 | 0 | 0 | 0 | 0 | 0 | 0
TSO | - | 48 | 2020 | Summer | Qc, [MVAr] | Expected | - | 0 | 0 | 0 | 0 | 0 | 0 | 0 | 0 | 0 | 0 | 0 | 0 | 0 | 0 | 0 | 0 | 0 | 0 | 0 | 0 | 0 | 0 | 0 | 0
TSO | - | 49 | 2020 | Summer | Pc, [MW] | Expected | - | 1.6875 | 18 | 9 | 1.4062 | 1.4062 | 1.6875 | 1.125 | 0.5625 | 1.125 | 10.6875 | 0.84375 | 2.25 | 1.125 | 1.4062 | 5.0625 | 1.4062 | 1.125 | 1.125 | 3.375 | 0.5625 | 1.125 | 0.5625 | 1.125 | 0.5625
TSO | - | 49 | 2020 | Summer | Flex Up, [MW] | Expected | - | 0.079607 | 0.85444 | 0.35121 | 0.055921 | 0.055731 | 0.072436 | 0.083595 | 0.046693 | 0.085673 | 0.63723 | 0.052934 | 0.12898 | 0.088958 | 0.10822 | 0.26742 | 0.069578 | 0.056555 | 0.065057 | 0.16883 | 0.029396 | 0.055451 | 0.025332 | 0.057964 | 0.029077
TSO | - | 49 | 2020 | Summer | Flex Down, [MW] | Expected | - | 0.079622 | 0.79491 | 0.34059 | 0.055798 | 0.05566 | 0.07269 | 0.084334 | 0.04686 | 0.086803 | 0.6604 | 0.053012 | 0.13037 | 0.091704 | 0.11235 | 0.28663 | 0.070855 | 0.057382 | 0.066259 | 0.17973 | 0.029793 | 0.056863 | 0.02557 | 0.058797 | 0.029291
TSO | - | 49 | 2020 | Summer | Pc_net, [MW] | Expected | - | 1.6875 | 18.0595 | 9.0106 | 1.4064 | 1.4063 | 1.6872 | 1.1243 | 0.56233 | 1.1239 | 10.6643 | 0.84367 | 2.2486 | 1.1223 | 1.4021 | 5.0433 | 1.405 | 1.1242 | 1.1238 | 3.3641 | 0.5621 | 1.1236 | 0.56226 | 1.1242 | 0.56229
TSO | - | 49 | 2020 | Summer | Qc, [MVAr] | Expected | - | 1.1591 | 8.5 | 4.6364 | 1.1591 | 0.57955 | 1.1591 | 1.1591 | 1.9318 | 1.9318 | 6.375 | 1.3523 | 2.8977 | 1.1591 | 1.9318 | 5.2159 | 1.7386 | 1.3523 | 1.1591 | 0 | 0.77273 | 0.77273 | 1.5455 | 0 | 0
TSO | - | 50 | 2020 | Summer | Pc, [MW] | Expected | - | 14.7153 | 13.6423 | 13.3358 | 13.6423 | 13.5657 | 13.4124 | 14.562 | 18.7007 | 20.4635 | 19.6204 | 20.2336 | 20.9234 | 20.6168 | 21 | 18.854 | 19.3905 | 19.0073 | 19.4672 | 19.3905 | 19.927 | 19.927 | 20.4635 | 18.6241 | 17.0146
TSO | - | 50 | 2020 | Summer | Flex Up, [MW] | Expected | - | 0.73961 | 0.67424 | 0.54801 | 0.56888 | 0.56597 | 0.59705 | 1.1369 | 1.6704 | 1.5789 | 1.2752 | 1.3696 | 1.2564 | 1.5097 | 1.5061 | 1.0562 | 0.97763 | 0.96892 | 1.1188 | 0.93451 | 0.94091 | 0.89793 | 0.87185 | 0.95153 | 0.87084
TSO | - | 50 | 2020 | Summer | Flex Down, [MW] | Expected | - | 0.64889 | 0.57581 | 0.47707 | 0.51493 | 0.50859 | 0.55643 | 1.0367 | 1.4399 | 1.5584 | 1.107 | 1.1711 | 1.1554 | 1.8011 | 1.7877 | 1.0072 | 0.95878 | 0.95609 | 1.1535 | 1.0681 | 1.1559 | 1.0915 | 0.97994 | 0.98142 | 0.89469
TSO | - | 50 | 2020 | Summer | Pc_net, [MW] | Expected | - | 14.8061 | 13.7408 | 13.4067 | 13.6963 | 13.6231 | 13.453 | 14.6622 | 18.9312 | 20.484 | 19.7886 | 20.4321 | 21.0243 | 20.3254 | 20.7184 | 18.9031 | 19.4094 | 19.0201 | 19.4324 | 19.2569 | 19.712 | 19.7335 | 20.3554 | 18.5942 | 16.9908
TSO | - | 50 | 2020 | Summer | Qc, [MVAr] | Expected | - | -4.375 | -7.875 | -7.875 | -6.5625 | -6.5625 | -8.75 | -5.6875 | 4.8125 | 10.5 | 5.6875 | 9.625 | 10.5 | 10.5 | 10.0625 | 1.3125 | 3.0625 | 4.375 | 7.875 | 8.3125 | 3.9375 | 3.5 | 1.75 | 0.875 | -0.4375
TSO | - | 51 | 2020 | Summer | Pc, [MW] | Expected | - | 12.2026 | 12.1091 | 11.1273 | 11.7351 | 10.613 | 11.7818 | 14.587 | 17.7662 | 17.2987 | 18 | 16.7844 | 17.7195 | 17.439 | 17.813 | 17.439 | 15.6156 | 15.8961 | 15.7091 | 15.7558 | 16.4104 | 15.9896 | 16.0364 | 14.4468 | 13.9792
TSO | - | 51 | 2020 | Summer | Flex Up, [MW] | Expected | - | 0.5844 | 0.55901 | 0.4415 | 0.47459 | 0.4338 | 0.52805 | 1.1275 | 1.327 | 1.3574 | 1.1349 | 1.1076 | 1.0501 | 1.3916 | 1.3861 | 0.98056 | 0.79017 | 0.81687 | 0.92846 | 0.79575 | 0.81712 | 0.76255 | 0.70774 | 0.7338 | 0.70325
TSO | - | 51 | 2020 | Summer | Flex Down, [MW] | Expected | - | 0.56701 | 0.55055 | 0.41382 | 0.4577 | 0.40687 | 0.4852 | 1.0499 | 1.6278 | 1.2947 | 1.0506 | 0.99991 | 0.99241 | 1.4089 | 1.4078 | 0.92798 | 0.76926 | 0.79304 | 0.90519 | 0.83146 | 0.90967 | 0.83376 | 0.74342 | 0.76559 | 0.74731
TSO | - | 51 | 2020 | Summer | Pc_net, [MW] | Expected | - | 12.22 | 12.1175 | 11.155 | 11.7519 | 10.6399 | 11.8247 | 14.6646 | 17.4654 | 17.3615 | 18.0843 | 16.8921 | 17.7771 | 17.4217 | 17.7913 | 17.4915 | 15.6365 | 15.9199 | 15.7324 | 15.7201 | 16.3178 | 15.9184 | 16.0007 | 14.415 | 13.9352
TSO | - | 51 | 2020 | Summer | Qc, [MVAr] | Expected | - | -3.71 | -3.5775 | -4.9025 | -4.9025 | -5.3 | -4.3725 | -0.53 | 3.3125 | 3.445 | 3.0475 | 2.7825 | 4.6375 | 4.1075 | 4.24 | -2.7825 | 1.1925 | 1.06 | 0.3975 | -0.6625 | 0 | -0.53 | -1.06 | -2.5175 | -3.445
TSO | - | 52 | 2020 | Summer | Pc, [MW] | Expected | - | 3.3677 | 2.9694 | 2.7617 | 2.7011 | 2.7617 | 2.5625 | 3.0647 | 3.7226 | 4.1382 | 4.32 | 4.6489 | 4.8307 | 4.7615 | 4.9 | 4.5537 | 4.6143 | 4.4585 | 4.5624 | 4.3027 | 4.2853 | 4.2767 | 4.5624 | 4.5451 | 3.9304
TSO | - | 52 | 2020 | Summer | Flex Up, [MW] | Expected | - | 0.16567 | 0.14511 | 0.1054 | 0.11442 | 0.10725 | 0.10667 | 0.24203 | 0.31338 | 0.31326 | 0.26046 | 0.28855 | 0.26473 | 0.36878 | 0.37633 | 0.24687 | 0.22906 | 0.22709 | 0.26735 | 0.22585 | 0.22873 | 0.21587 | 0.20662 | 0.23467 | 0.20737
TSO | - | 52 | 2020 | Summer | Flex Down, [MW] | Expected | - | 0.15209 | 0.12698 | 0.10688 | 0.10016 | 0.1115 | 0.11371 | 0.21543 | 0.30575 | 0.32117 | 0.26405 | 0.29519 | 0.2921 | 0.39586 | 0.39222 | 0.25149 | 0.23174 | 0.22445 | 0.26519 | 0.21851 | 0.2222 | 0.21109 | 0.20623 | 0.23704 | 0.20047
TSO | - | 52 | 2020 | Summer | Pc_net, [MW] | Expected | - | 3.3812 | 2.9876 | 2.7602 | 2.7153 | 2.7574 | 2.5555 | 3.0913 | 3.7303 | 4.1302 | 4.3164 | 4.6423 | 4.8034 | 4.7344 | 4.8841 | 4.5491 | 4.6116 | 4.4611 | 4.5645 | 4.31 | 4.2919 | 4.2815 | 4.5628 | 4.5427 | 3.9373
TSO | - | 52 | 2020 | Summer | Qc, [MVAr] | Expected | - | -0.14348 | -0.23913 | -0.40652 | -0.40652 | -0.38261 | -0.9087 | -0.43043 | 0.47826 | 0.52609 | 1.6261 | 1.5065 | 2.0565 | 2.2 | 1.9609 | 1.363 | 1.1478 | 0.98043 | 1.1717 | 0.71739 | 0.78913 | 0.52609 | 0.86087 | 0.64565 | 0.28696
TSO | - | 53 | 2020 | Summer | Pc, [MW] | Expected | - | 5.2239 | 2.0896 | 2.8358 | 2.3881 | 0.59701 | 1.0448 | 5.5224 | 12.2388 | 15.3731 | 16.4179 | 16.4179 | 19.2537 | 18.5075 | 19.2537 | 18.3582 | 15.9701 | 15.5224 | 15.2239 | 14.7761 | 14.4776 | 15.5224 | 18.9552 | 20 | 13.8806
TSO | - | 53 | 2020 | Summer | Flex Up, [MW] | Expected | - | 0.27255 | 0.10182 | 0.10924 | 0.1036 | 0.023608 | 0.044831 | 0.48496 | 1.1155 | 1.1685 | 1.0105 | 1.0181 | 0.86535 | 1.2855 | 1.3999 | 0.99345 | 0.80584 | 0.83534 | 0.93894 | 0.83471 | 0.82709 | 0.83303 | 0.87903 | 1.0099 | 0.78662
TSO | - | 53 | 2020 | Summer | Flex Down, [MW] | Expected | - | 0.22036 | 0.089644 | 0.10874 | 0.08612 | 0.023683 | 0.045021 | 0.33937 | 0.91999 | 1.1884 | 0.98287 | 1.0434 | 1.354 | 1.6866 | 1.62 | 1.0157 | 0.789 | 0.73673 | 0.83807 | 0.69132 | 0.69632 | 0.71664 | 0.83627 | 1.0659 | 0.6537
TSO | - | 53 | 2020 | Summer | Pc_net, [MW] | Expected | - | 5.2761 | 2.1017 | 2.8363 | 2.4055 | 0.59694 | 1.0446 | 5.668 | 12.4343 | 15.3532 | 16.4456 | 16.3926 | 18.7651 | 18.1064 | 19.0336 | 18.336 | 15.987 | 15.621 | 15.3247 | 14.9195 | 14.6084 | 15.6388 | 18.998 | 19.944 | 14.0135
TSO | - | 53 | 2020 | Summer | Qc, [MVAr] | Expected | - | 3.7931 | 2.7586 | 3.1034 | 1.7241 | 1.7241 | -0.68966 | 2.4138 | 7.5862 | 7.5862 | 7.931 | 7.931 | 10 | 9.3103 | 8.9655 | 8.2759 | 6.2069 | 5.8621 | 6.5517 | 5.8621 | 6.2069 | 5.5172 | 6.8966 | 7.5862 | 5.8621
TSO | - | 54 | 2020 | Summer | Pc, [MW] | Expected | - | 0 | 0 | 0 | 0 | 0 | 0 | 0 | 0 | 0 | 0 | 0 | 0 | 0 | 0 | 0 | 0 | 0 | 0 | 0 | 0 | 0 | 0 | 0 | 0
TSO | - | 54 | 2020 | Summer | Flex Up, [MW] | Expected | - | 0 | 0 | 0 | 0 | 0 | 0 | 0 | 0 | 0 | 0 | 0 | 0 | 0 | 0 | 0 | 0 | 0 | 0 | 0 | 0 | 0 | 0 | 0 | 0
TSO | - | 54 | 2020 | Summer | Flex Down, [MW] | Expected | - | 0 | 0 | 0 | 0 | 0 | 0 | 0 | 0 | 0 | 0 | 0 | 0 | 0 | 0 | 0 | 0 | 0 | 0 | 0 | 0 | 0 | 0 | 0 | 0
TSO | - | 54 | 2020 | Summer | Pc_net, [MW] | Expected | - | 0 | 0 | 0 | 0 | 0 | 0 | 0 | 0 | 0 | 0 | 0 | 0 | 0 | 0 | 0 | 0 | 0 | 0 | 0 | 0 | 0 | 0 | 0 | 0
TSO | - | 54 | 2020 | Summer | Qc, [MVAr] | Expected | - | 1.3594 | 1.3675 | 1.3838 | 1.3946 | 1.3973 | 1.4 | 1.3689 | 1.3202 | 1.2972 | 1.258 | 1.2674 | 1.2526 | 1.2674 | 1.2647 | 1.281 | 1.3053 | 1.308 | 1.3013 | 1.3107 | 1.2999 | 1.3215 | 1.3067 | 1.3121 | 1.3175
TSO | - | 55 | 2020 | Summer | Pc, [MW] | Expected | - | 4.1413 | 5.4953 | 6.8 | 5.8512 | 5.4163 | 4.2401 | 2.5105 | 0.94884 | 0.46453 | -0.57326 | -0.3657 | -1.1959 | -1.4727 | -1.868 | -0.87965 | -0.12849 | 0.67209 | 0.81047 | 1.957 | 1.9965 | 1.3738 | 0.62267 | 1.186 | 1.3145
TSO | - | 55 | 2020 | Summer | Flex Up, [MW] | Expected | - | 0.19218 | 0.24204 | 0.27339 | 0.22437 | 0.22376 | 0.19168 | 0.18479 | 0.078156 | 0.035451 | 0.023904 | 0.016703 | 0.057821 | 0.036332 | 0.045121 | 0.040245 | 0.0058285 | 0.033912 | 0.04706 | 0.099978 | 0.10339 | 0.067866 | 0.028087 | 0.061021 | 0.067664
TSO | - | 55 | 2020 | Summer | Flex Down, [MW] | Expected | - | 0.19858 | 0.2615 | 0.2493 | 0.24047 | 0.20527 | 0.17297 | 0.18995 | 0.079651 | 0.035768 | 0.024037 | 0.016777 | 0.058814 | 0.036704 | 0.045632 | 0.040579 | 0.0058353 | 0.034156 | 0.047542 | 0.10213 | 0.10669 | 0.06929 | 0.02826 | 0.062076 | 0.06874
TSO | - | 55 | 2020 | Summer | Pc_net, [MW] | Expected | - | 4.1349 | 5.4759 | 6.8241 | 5.8351 | 5.4348 | 4.2588 | 2.5053 | 0.94734 | 0.46422 | -0.57339 | -0.36577 | -1.1969 | -1.473 | -1.8685 | -0.87998 | -0.1285 | 0.67185 | 0.80998 | 1.9548 | 1.9932 | 1.3724 | 0.6225 | 1.185 | 1.3135
TSO | - | 55 | 2020 | Summer | Qc, [MVAr] | Expected | - | 2.2599 | 1.5436 | 1.4226 | 1.5234 | 1.9068 | 1.8564 | 2.2095 | 1.9068 | 1.8059 | 2.1994 | 2.4214 | 2.3306 | 2.603 | 2.6938 | 2.5929 | 3.0065 | 3.2083 | 3.4 | 3.0872 | 3.1276 | 3.0973 | 2.6837 | 3.0772 | 3.3697
TSO | - | 56 | 2020 | Summer | Pc, [MW] | Expected | - | 6.6263 | 6.5075 | 5.9612 | 5.9137 | 5.8425 | 6.08 | 6.1275 | 6.65 | 6.9587 | 6.935 | 6.6975 | 6.46 | 6.0325 | 6.1037 | 5.6287 | 5.7475 | 5.9375 | 6.1037 | 6.745 | 7.6 | 6.745 | 7.0537 | 6.7687 | 5.3675
TSO | - | 56 | 2020 | Summer | Flex Up, [MW] | Expected | - | 0.33401 | 0.30255 | 0.24443 | 0.2651 | 0.26179 | 0.29086 | 0.49247 | 0.51331 | 0.50654 | 0.40538 | 0.40708 | 0.36329 | 0.45197 | 0.44885 | 0.30989 | 0.29194 | 0.30698 | 0.36528 | 0.34612 | 0.36179 | 0.31552 | 0.31887 | 0.35906 | 0.31081
TSO | - | 56 | 2020 | Summer | Flex Down, [MW] | Expected | - | 0.29123 | 0.29374 | 0.21379 | 0.20472 | 0.20101 | 0.23202 | 0.42219 | 0.59268 | 0.56032 | 0.43664 | 0.43389 | 0.38134 | 0.51678 | 0.50851 | 0.30613 | 0.28203 | 0.29436 | 0.34719 | 0.35048 | 0.43792 | 0.35787 | 0.31944 | 0.34345 | 0.24615
TSO | - | 56 | 2020 | Summer | Pc_net, [MW] | Expected | - | 6.669 | 6.5163 | 5.9919 | 5.9741 | 5.9033 | 6.1388 | 6.1978 | 6.5706 | 6.905 | 6.9037 | 6.6707 | 6.4419 | 5.9677 | 6.0441 | 5.6325 | 5.7574 | 5.9501 | 6.1218 | 6.7406 | 7.5239 | 6.7027 | 7.0532 | 6.7844 | 5.4322
TSO | - | 56 | 2020 | Summer | Qc, [MVAr] | Expected | - | -1.9038 | -1.9673 | -1.925 | -1.9673 | -1.9462 | -2.2 | -1.8404 | -0.67692 | -0.50769 | -0.31731 | -0.35962 | 0.10577 | 0.35962 | 0.33846 | -0.084615 | -0.63462 | -0.40192 | -0.61346 | -0.93077 | -0.63462 | -1.0154 | -0.67692 | -1.1212 | -1.2692
TSO | - | 57 | 2020 | Summer | Pc, [MW] | Expected | - | 3.5175 | 2.948 | 2.5125 | 2.412 | 2.412 | 2.8475 | 3.9865 | 4.422 | 5.3265 | 5.5945 | 5.762 | 6.231 | 6.7 | 6.5325 | 6.298 | 5.9965 | 5.628 | 5.5945 | 5.293 | 5.5275 | 5.5275 | 5.762 | 5.36 | 4.0535
TSO | - | 57 | 2020 | Summer | Flex Up, [MW] | Expected | - | 0.18411 | 0.14502 | 0.10336 | 0.10123 | 0.099258 | 0.12617 | 0.31919 | 0.37029 | 0.41944 | 0.33841 | 0.35874 | 0.35161 | 0.48345 | 0.46444 | 0.34156 | 0.30318 | 0.29292 | 0.33791 | 0.27511 | 0.27497 | 0.26419 | 0.26164 | 0.28784 | 0.23644
TSO | - | 57 | 2020 | Summer | Flex Down, [MW] | Expected | - | 0.14779 | 0.12511 | 0.089769 | 0.090394 | 0.091801 | 0.11872 | 0.27588 | 0.36516 | 0.39718 | 0.34085 | 0.36476 | 0.36662 | 0.59249 | 0.56017 | 0.3477 | 0.29565 | 0.27707 | 0.31511 | 0.27153 | 0.30666 | 0.28764 | 0.25977 | 0.26846 | 0.18418
TSO | - | 57 | 2020 | Summer | Pc_net, [MW] | Expected | - | 3.5538 | 2.9679 | 2.5261 | 2.4228 | 2.4195 | 2.855 | 4.0298 | 4.4271 | 5.3488 | 5.5921 | 5.756 | 6.216 | 6.591 | 6.4368 | 6.2919 | 6.004 | 5.6438 | 5.6173 | 5.2966 | 5.4958 | 5.5041 | 5.7639 | 5.3794 | 4.1058
TSO | - | 57 | 2020 | Summer | Qc, [MVAr] | Expected | - | -1.0968 | -1.2903 | -1.3548 | -1.4194 | -1.3548 | -2 | -1.5161 | -0.77419 | -0.22581 | -0.096774 | 0.032258 | 0.032258 | 0.48387 | 0.45161 | 0.45161 | -0.19355 | -0.032258 | -0.19355 | -0.54839 | -0.51613 | -0.48387 | -0.35484 | -0.54839 | -0.83871
DSO | 2 | 1 | 2020 | Summer | Pc, [MW] | 0 | 0 | 0 | 0 | 0 | 0 | 0 | 0 | 0 | 0 | 0 | 0 | 0 | 0 | 0 | 0 | 0 | 0 | 0 | 0 | 0 | 0 | 0 | 0 | 0 | 0
DSO | 2 | 1 | 2020 | Summer | Flex Up, [MW] | 0 | 0 | 0 | 0 | 0 | 0 | 0 | 0 | 0 | 0 | 0 | 0 | 0 | 0 | 0 | 0 | 0 | 0 | 0 | 0 | 0 | 0 | 0 | 0 | 0 | 0
DSO | 2 | 1 | 2020 | Summer | Flex Down, [MW] | 0 | 0 | 0 | 0 | 0 | 0 | 0 | 0 | 0 | 0 | 0 | 0 | 0 | 0 | 0 | 0 | 0 | 0 | 0 | 0 | 0 | 0 | 0 | 0 | 0 | 0
DSO | 2 | 1 | 2020 | Summer | Pc_net, [MW] | 0 | 0 | 0 | 0 | 0 | 0 | 0 | 0 | 0 | 0 | 0 | 0 | 0 | 0 | 0 | 0 | 0 | 0 | 0 | 0 | 0 | 0 | 0 | 0 | 0 | 0
DSO | 2 | 1 | 2020 | Summer | Qc, [MVAr] | 0 | 0 | 0 | 0 | 0 | 0 | 0 | 0 | 0 | 0 | 0 | 0 | 0 | 0 | 0 | 0 | 0 | 0 | 0 | 0 | 0 | 0 | 0 | 0 | 0 | 0
DSO | 2 | 2 | 2020 | Summer | Pc, [MW] | 0 | 0 | 0.16852 | 0.15885 | 0.12871 | 0.1476 | 0.15023 | 0.14706 | 0.16487 | 0.17574 | 0.17878 | 0.17178 | 0.16983 | 0.18692 | 0.18187 | 0.1854 | 0.18157 | 0.1845 | 0.18127 | 0.15769 | 0.19601 | 0.2 | 0.1805 | 0.19065 | 0.18255 | 0.16117
DSO | 2 | 2 | 2020 | Summer | Flex Up, [MW] | 0 | 0 | 0.015956 | 0.014613 | 0.0099056 | 0.011757 | 0.011918 | 0.012668 | 0.024685 | 0.029538 | 0.02772 | 0.020656 | 0.020887 | 0.021739 | 0.028989 | 0.028281 | 0.019534 | 0.018258 | 0.018326 | 0.018572 | 0.02045 | 0.02125 | 0.018193 | 0.017385 | 0.019069 | 0.016828
DSO | 2 | 2 | 2020 | Summer | Flex Down, [MW] | 0 | 0 | 0.015847 | 0.014497 | 0.0098816 | 0.011696 | 0.011881 | 0.012626 | 0.024536 | 0.02892 | 0.027097 | 0.021058 | 0.021763 | 0.021352 | 0.029424 | 0.029878 | 0.020209 | 0.018591 | 0.018391 | 0.01824 | 0.020037 | 0.02084 | 0.017847 | 0.01712 | 0.018824 | 0.01662
DSO | 2 | 2 | 2020 | Summer | Pc_net, [MW] | 0 | 0 | 0.16863 | 0.15896 | 0.12873 | 0.14766 | 0.15026 | 0.1471 | 0.16502 | 0.17636 | 0.1794 | 0.17138 | 0.16896 | 0.18731 | 0.18144 | 0.1838 | 0.1809 | 0.18416 | 0.18121 | 0.15802 | 0.19643 | 0.20041 | 0.18085 | 0.19092 | 0.1828 | 0.16138
DSO | 2 | 2 | 2020 | Summer | Qc, [MVAr] | 0 | 0 | 0.10111 | 0.095308 | 0.077226 | 0.088561 | 0.090137 | 0.088234 | 0.098923 | 0.10545 | 0.10727 | 0.10307 | 0.1019 | 0.11215 | 0.10912 | 0.11124 | 0.10894 | 0.1107 | 0.10876 | 0.094613 | 0.11761 | 0.12 | 0.1083 | 0.11439 | 0.10953 | 0.096705
DSO | 2 | 3 | 2020 | Summer | Pc, [MW] | 0 | 0 | 0.33705 | 0.31769 | 0.25742 | 0.2952 | 0.30046 | 0.29411 | 0.32974 | 0.35149 | 0.35755 | 0.34356 | 0.33966 | 0.37384 | 0.36374 | 0.3708 | 0.36315 | 0.36899 | 0.36254 | 0.31538 | 0.39203 | 0.4 | 0.36101 | 0.3813 | 0.3651 | 0.32235
DSO | 2 | 3 | 2020 | Summer | Flex Up, [MW] | 0 | 0 | 0.032239 | 0.029569 | 0.019959 | 0.023749 | 0.024049 | 0.025574 | 0.049938 | 0.059813 | 0.055822 | 0.040999 | 0.04107 | 0.042524 | 0.056535 | 0.054969 | 0.038617 | 0.036292 | 0.036666 | 0.03745 | 0.04132 | 0.042941 | 0.036701 | 0.035029 | 0.038492 | 0.034036
DSO | 2 | 3 | 2020 | Summer | Flex Down, [MW] | 0 | 0 | 0.031367 | 0.028652 | 0.019616 | 0.023155 | 0.02355 | 0.025014 | 0.048503 | 0.057103 | 0.053812 | 0.042427 | 0.04423 | 0.043659 | 0.060291 | 0.061349 | 0.040869 | 0.037406 | 0.036768 | 0.036174 | 0.039654 | 0.04124 | 0.03538 | 0.033981 | 0.037294 | 0.032861
DSO | 2 | 3 | 2020 | Summer | Pc_net, [MW] | 0 | 0 | 0.33792 | 0.31861 | 0.25776 | 0.2958 | 0.30095 | 0.29467 | 0.33118 | 0.3542 | 0.35956 | 0.34213 | 0.3365 | 0.3727 | 0.35999 | 0.36442 | 0.36089 | 0.36788 | 0.36244 | 0.31665 | 0.39369 | 0.4017 | 0.36233 | 0.38235 | 0.3663 | 0.32352
DSO | 2 | 3 | 2020 | Summer | Qc, [MVAr] | 0 | 0 | 0.21066 | 0.19856 | 0.16089 | 0.1845 | 0.18778 | 0.18382 | 0.20609 | 0.21968 | 0.22347 | 0.21472 | 0.21229 | 0.23365 | 0.22734 | 0.23175 | 0.22697 | 0.23062 | 0.22659 | 0.19711 | 0.24502 | 0.25 | 0.22563 | 0.23832 | 0.22819 | 0.20147
DSO | 2 | 4 | 2020 | Summer | Pc, [MW] | 0 | 0 | 0.77255 | 0.69878 | 0.66068 | 0.65832 | 0.65832 | 0.65832 | 0.81629 | 1.0543 | 1.3178 | 1.5 | 1.4558 | 1.5 | 1.5 | 1.5 | 1.5 | 1.3746 | 1.3257 | 1.3257 | 1.3257 | 1.3257 | 1.3257 | 1.3257 | 1.1544 | 0.97094
DSO | 2 | 4 | 2020 | Summer | Flex Up, [MW] | 0 | 0 | 0.076806 | 0.067653 | 0.052903 | 0.054849 | 0.054391 | 0.059248 | 0.13041 | 0.19323 | 0.22028 | 0.17461 | 0.16059 | 0.15581 | 0.20685 | 0.19131 | 0.15126 | 0.13341 | 0.13704 | 0.16954 | 0.14955 | 0.15217 | 0.14375 | 0.12854 | 0.12877 | 0.10871
DSO | 2 | 4 | 2020 | Summer | Flex Down, [MW] | 0 | 0 | 0.068985 | 0.060406 | 0.048665 | 0.049751 | 0.049901 | 0.053983 | 0.11329 | 0.15747 | 0.1838 | 0.18964 | 0.205 | 0.18999 | 0.27491 | 0.27923 | 0.17706 | 0.14113 | 0.13148 | 0.13994 | 0.12427 | 0.12681 | 0.12094 | 0.11139 | 0.11085 | 0.092789
DSO | 2 | 4 | 2020 | Summer | Pc_net, [MW] | 0 | 0 | 0.78037 | 0.70602 | 0.66492 | 0.66341 | 0.66281 | 0.66358 | 0.83341 | 1.0901 | 1.3543 | 1.485 | 1.4113 | 1.4658 | 1.4319 | 1.4121 | 1.4742 | 1.3668 | 1.3312 | 1.3553 | 1.3509 | 1.351 | 1.3485 | 1.3428 | 1.1723 | 0.98686
DSO | 2 | 4 | 2020 | Summer | Qc, [MVAr] | 0 | 0 | 0.51907 | 0.51907 | 0.11872 | 0.064884 | 0.064884 | 0.064884 | 0.12882 | 0.69209 | 0.85428 | 0.93 | 0.93 | 0.93 | 0.93 | 0.93 | 0.93 | 0.93 | 0.93 | 0.93 | 0.93 | 0.93 | 0.93 | 0.93 | 0.93 | 0.93
DSO | 2 | 5 | 2020 | Summer | Pc, [MW] | 0 | 0 | 1.6151 | 1.4252 | 1.317 | 1.2821 | 1.3178 | 1.3481 | 2.0865 | 2.4806 | 2.7425 | 2.8268 | 2.371 | 2.9158 | 3 | 2.9043 | 2.683 | 2.5635 | 2.561 | 2.4993 | 2.2676 | 2.4539 | 2.6634 | 2.4607 | 1.9817 | 1.655
DSO | 2 | 5 | 2020 | Summer | Flex Up, [MW] | 0 | 0 | 0.17462 | 0.15058 | 0.11305 | 0.11497 | 0.11693 | 0.13126 | 0.37885 | 0.50415 | 0.47309 | 0.32063 | 0.24687 | 0.20976 | 0.30181 | 0.30227 | 0.26526 | 0.24822 | 0.27363 | 0.33851 | 0.27014 | 0.30025 | 0.3055 | 0.24973 | 0.23455 | 0.19964
DSO | 2 | 5 | 2020 | Summer | Flex Down, [MW] | 0 | 0 | 0.13017 | 0.1106 | 0.089417 | 0.088735 | 0.091843 | 0.10061 | 0.24404 | 0.32097 | 0.36781 | 0.36581 | 0.34856 | 0.46242 | 0.66172 | 0.60878 | 0.32201 | 0.26378 | 0.24511 | 0.24496 | 0.19823 | 0.21618 | 0.22629 | 0.19562 | 0.17679 | 0.14382
DSO | 2 | 5 | 2020 | Summer | Pc_net, [MW] | 0 | 0 | 1.6595 | 1.4652 | 1.3406 | 1.3083 | 1.3429 | 1.3787 | 2.2213 | 2.6638 | 2.8477 | 2.7817 | 2.2693 | 2.6631 | 2.6401 | 2.5978 | 2.6263 | 2.5479 | 2.5895 | 2.5929 | 2.3395 | 2.538 | 2.7426 | 2.5148 | 2.0394 | 1.7108
DSO | 2 | 5 | 2020 | Summer | Qc, [MVAr] | 0 | 0 | 1.2167 | 1.0737 | 0.99213 | 0.96582 | 0.99274 | 1.0156 | 1.5718 | 1.8687 | 2.066 | 2.1295 | 1.7861 | 2.1965 | 2.26 | 2.1879 | 2.0212 | 1.9312 | 1.9293 | 1.8828 | 1.7082 | 1.8486 | 2.0064 | 1.8537 | 1.4929 | 1.2467
DSO | 2 | 6 | 2020 | Summer | Pc, [MW] | 0 | 0 | 0.33553 | 0.31113 | 0.32626 | 0.31141 | 0.33069 | 0.31114 | 0.3048 | 0.49982 | 0.62689 | 0.6359 | 0.60372 | 0.55442 | 0.50512 | 0.50116 | 0.50453 | 0.58277 | 0.57937 | 0.5719 | 0.53794 | 0.61745 | 0.75955 | 0.8 | 0.65277 | 0.41683
DSO | 2 | 6 | 2020 | Summer | Flex Up, [MW] | 0 | 0 | 0.032992 | 0.029828 | 0.026086 | 0.025795 | 0.02729 | 0.027899 | 0.047833 | 0.088707 | 0.10064 | 0.074808 | 0.068855 | 0.054328 | 0.069754 | 0.069348 | 0.052132 | 0.056867 | 0.060293 | 0.070175 | 0.058265 | 0.068426 | 0.079664 | 0.075716 | 0.071611 | 0.04561
DSO | 2 | 6 | 2020 | Summer | Flex Down, [MW] | 0 | 0 | 0.030327 | 0.027189 | 0.024072 | 0.023686 | 0.0251 | 0.025618 | 0.043162 | 0.077548 | 0.091586 | 0.079608 | 0.082757 | 0.073484 | 0.092479 | 0.087863 | 0.058301 | 0.059527 | 0.057061 | 0.063335 | 0.052848 | 0.061516 | 0.071995 | 0.069072 | 0.063888 | 0.040895
DSO | 2 | 6 | 2020 | Summer | Pc_net, [MW] | 0 | 0 | 0.33819 | 0.31377 | 0.32828 | 0.31352 | 0.33288 | 0.31343 | 0.30947 | 0.51097 | 0.63594 | 0.6311 | 0.58982 | 0.53526 | 0.4824 | 0.48265 | 0.49836 | 0.58011 | 0.5826 | 0.57874 | 0.54336 | 0.62436 | 0.76722 | 0.80664 | 0.66049 | 0.42155
DSO | 2 | 6 | 2020 | Summer | Qc, [MVAr] | 0 | 0 | 0.20971 | 0.19446 | 0.20392 | 0.19463 | 0.20668 | 0.19447 | 0.1905 | 0.31239 | 0.39181 | 0.39743 | 0.37732 | 0.34651 | 0.3157 | 0.31323 | 0.31533 | 0.36423 | 0.3621 | 0.35744 | 0.33621 | 0.3859 | 0.47472 | 0.5 | 0.40798 | 0.26052
DSO | 2 | 7 | 2020 | Summer | Pc, [MW] | 0 | 0 | 0.10959 | 0.091255 | 0.091255 | 0.091255 | 0.091255 | 0.091255 | 0.11319 | 0.17784 | 0.19985 | 0.19985 | 0.18557 | 0.18594 | 0.18834 | 0.18834 | 0.17786 | 0.14634 | 0.14634 | 0.14634 | 0.14634 | 0.18126 | 0.2 | 0.2 | 0.16568 | 0.1473
DSO | 2 | 7 | 2020 | Summer | Flex Up, [MW] | 0 | 0 | 0.010577 | 0.0085464 | 0.0071454 | 0.0073954 | 0.007367 | 0.00801 | 0.017485 | 0.030949 | 0.031725 | 0.024069 | 0.022387 | 0.019847 | 0.027874 | 0.027785 | 0.018899 | 0.014514 | 0.015116 | 0.017514 | 0.015474 | 0.019621 | 0.020457 | 0.018487 | 0.017637 | 0.01577
DSO | 2 | 7 | 2020 | Summer | Flex Down, [MW] | 0 | 0 | 0.010104 | 0.008177 | 0.0068834 | 0.007104 | 0.0070899 | 0.007686 | 0.016308 | 0.028205 | 0.029555 | 0.024462 | 0.024214 | 0.023018 | 0.032615 | 0.031296 | 0.020032 | 0.014714 | 0.014525 | 0.016649 | 0.014753 | 0.018526 | 0.019476 | 0.01771 | 0.016754 | 0.014799
DSO | 2 | 7 | 2020 | Summer | Pc_net, [MW] | 0 | 0 | 0.11006 | 0.091624 | 0.091517 | 0.091546 | 0.091532 | 0.091579 | 0.11437 | 0.18058 | 0.20202 | 0.19946 | 0.18374 | 0.18276 | 0.1836 | 0.18483 | 0.17673 | 0.14614 | 0.14693 | 0.1472 | 0.14706 | 0.18236 | 0.20098 | 0.20078 | 0.16656 | 0.14827
DSO | 2 | 7 | 2020 | Summer | Qc, [MVAr] | 0 | 0 | 0.065753 | 0.054753 | 0.054753 | 0.054753 | 0.054753 | 0.054753 | 0.067916 | 0.1067 | 0.11991 | 0.11991 | 0.11134 | 0.11156 | 0.113 | 0.113 | 0.10672 | 0.087802 | 0.087802 | 0.087802 | 0.087802 | 0.10876 | 0.12 | 0.12 | 0.099408 | 0.088379
DSO | 2 | 8 | 2020 | Summer | Pc, [MW] | 0 | 0 | 0.74532 | 0.66961 | 0.64438 | 0.65079 | 0.64566 | 0.65796 | 0.68073 | 0.72983 | 0.82916 | 0.92201 | 1 | 0.97899 | 0.99845 | 0.92451 | 0.85711 | 0.83688 | 0.80862 | 0.80113 | 0.81112 | 0.83757 | 0.96252 | 0.99369 | 0.90902 | 0.74856
DSO | 2 | 8 | 2020 | Summer | Flex Up, [MW] | 0 | 0 | 0.083138 | 0.073198 | 0.057547 | 0.060638 | 0.059631 | 0.066774 | 0.12697 | 0.14897 | 0.15004 | 0.098463 | 0.090258 | 0.068695 | 0.08877 | 0.097812 | 0.074101 | 0.074386 | 0.093928 | 0.10852 | 0.096338 | 0.10166 | 0.10812 | 0.099966 | 0.10898 | 0.092291
DSO | 2 | 8 | 2020 | Summer | Flex Down, [MW] | 0 | 0 | 0.057515 | 0.049516 | 0.041516 | 0.042767 | 0.042657 | 0.046396 | 0.07626 | 0.093793 | 0.1042 | 0.12543 | 0.16087 | 0.157 | 0.23191 | 0.1922 | 0.11351 | 0.092762 | 0.069862 | 0.078503 | 0.071202 | 0.074611 | 0.084066 | 0.079877 | 0.07971 | 0.063058
DSO | 2 | 8 | 2020 | Summer | Pc_net, [MW] | 0 | 0 | 0.77094 | 0.69329 | 0.66041 | 0.66867 | 0.66263 | 0.67834 | 0.73143 | 0.78501 | 0.87501 | 0.89505 | 0.92939 | 0.89069 | 0.85532 | 0.83012 | 0.81771 | 0.8185 | 0.83269 | 0.83115 | 0.83626 | 0.86462 | 0.98657 | 1.0138 | 0.93829 | 0.77779
DSO | 2 | 8 | 2020 | Summer | Qc, [MVAr] | 0 | 0 | 0.4621 | 0.41516 | 0.39951 | 0.40349 | 0.40031 | 0.40794 | 0.42205 | 0.45249 | 0.51408 | 0.57165 | 0.62 | 0.60697 | 0.61904 | 0.5732 | 0.53141 | 0.51887 | 0.50134 | 0.4967 | 0.50289 | 0.51929 | 0.59676 | 0.61609 | 0.56359 | 0.46411
DSO | 2 | 9 | 2020 | Summer | Pc, [MW] | 0 | 0 | 0.37266 | 0.33481 | 0.32219 | 0.3254 | 0.32283 | 0.32898 | 0.34036 | 0.36492 | 0.41458 | 0.46101 | 0.5 | 0.4895 | 0.49923 | 0.46225 | 0.42856 | 0.41844 | 0.40431 | 0.40056 | 0.40556 | 0.41878 | 0.48126 | 0.49685 | 0.45451 | 0.37428
DSO | 2 | 9 | 2020 | Summer | Flex Up, [MW] | 0 | 0 | 0.03865 | 0.032719 | 0.025565 | 0.026837 | 0.026091 | 0.029201 | 0.055477 | 0.069214 | 0.062982 | 0.051735 | 0.055666 | 0.053594 | 0.070929 | 0.061205 | 0.044616 | 0.040409 | 0.040703 | 0.047928 | 0.042994 | 0.045734 | 0.049192 | 0.045097 | 0.055156 | 0.042897
DSO | 2 | 9 | 2020 | Summer | Flex Down, [MW] | 0 | 0 | 0.031676 | 0.028638 | 0.023967 | 0.024865 | 0.025053 | 0.027384 | 0.046135 | 0.052168 | 0.064139 | 0.060212 | 0.069899 | 0.059252 | 0.089411 | 0.083801 | 0.049187 | 0.043165 | 0.041192 | 0.045584 | 0.040775 | 0.042399 | 0.0469 | 0.044824 | 0.039189 | 0.034778
DSO | 2 | 9 | 2020 | Summer | Pc_net, [MW] | 0 | 0 | 0.37963 | 0.33889 | 0.32379 | 0.32737 | 0.32387 | 0.3308 | 0.34971 | 0.38196 | 0.41342 | 0.45253 | 0.48577 | 0.48384 | 0.48075 | 0.43966 | 0.42398 | 0.41568 | 0.40382 | 0.40291 | 0.40778 | 0.42212 | 0.48355 | 0.49712 | 0.47048 | 0.3824
DSO | 2 | 9 | 2020 | Summer | Qc, [MVAr] | 0 | 0 | -0.24901 | -0.23919 | -0.23177 | -0.23414 | -0.21874 | -0.22035 | -0.31 | -0.24481 | -0.19856 | -0.11844 | -0.15135 | -0.15355 | -0.15355 | -0.14273 | -0.2322 | -0.21881 | -0.2237 | -0.22526 | -0.22851 | -0.2536 | -0.23227 | -0.18265 | -0.19727 | -0.19918
DSO | 2 | 20 | 2020 | Summer | Pc, [MW] | 0 | 0 | 0.74532 | 0.66961 | 0.64438 | 0.65079 | 0.64566 | 0.65796 | 0.68073 | 0.72983 | 0.82916 | 0.92201 | 1 | 0.97899 | 0.99845 | 0.92451 | 0.85711 | 0.83688 | 0.80862 | 0.80113 | 0.81112 | 0.83757 | 0.96252 | 0.99369 | 0.90902 | 0.74856
DSO | 2 | 20 | 2020 | Summer | Flex Up, [MW] | 0 | 0 | 0.06902 | 0.060623 | 0.048999 | 0.051098 | 0.050507 | 0.055841 | 0.098619 | 0.11861 | 0.12981 | 0.10012 | 0.12092 | 0.1369 | 0.1808 | 0.14904 | 0.089457 | 0.074328 | 0.084271 | 0.091829 | 0.082067 | 0.086073 | 0.093901 | 0.087937 | 0.092102 | 0.076303
DSO | 2 | 20 | 2020 | Summer | Flex Down, [MW] | 0 | 0 | 0.071633 | 0.06209 | 0.050064 | 0.052307 | 0.05178 | 0.05733 | 0.10461 | 0.12415 | 0.12443 | 0.12377 | 0.13021 | 0.088786 | 0.13988 | 0.14097 | 0.09815 | 0.092819 | 0.079519 | 0.095195 | 0.085473 | 0.090195 | 0.098283 | 0.091905 | 0.096588 | 0.079046
DSO | 2 | 20 | 2020 | Summer | Pc_net, [MW] | 0 | 0 | 0.74271 | 0.66814 | 0.64331 | 0.64959 | 0.64439 | 0.65647 | 0.67474 | 0.72429 | 0.83454 | 0.89837 | 0.99071 | 1.0271 | 1.0394 | 0.93257 | 0.84842 | 0.81839 | 0.81337 | 0.79776 | 0.80771 | 0.83345 | 0.95813 | 0.98972 | 0.90454 | 0.74581
DSO | 2 | 20 | 2020 | Summer | Qc, [MVAr] | 0 | 0 | -0.49801 | -0.47837 | -0.46355 | -0.46828 | -0.43747 | -0.44071 | -0.62 | -0.48961 | -0.39713 | -0.23688 | -0.30269 | -0.3071 | -0.3071 | -0.28546 | -0.46441 | -0.43762 | -0.44741 | -0.45051 | -0.45702 | -0.5072 | -0.46453 | -0.3653 | -0.39453 | -0.39836
DSO | 2 | 21 | 2020 | Summer | Pc, [MW] | 0 | 0 | 0.19307 | 0.16941 | 0.1613 | 0.14892 | 0.14992 | 0.15317 | 0.18853 | 0.23541 | 0.26782 | 0.27307 | 0.27333 | 0.29445 | 0.2966 | 0.29769 | 0.28015 | 0.26735 | 0.26583 | 0.26861 | 0.27575 | 0.28856 | 0.29606 | 0.3 | 0.27432 | 0.23493
DSO | 2 | 21 | 2020 | Summer | Flex Up, [MW] | 0 | 0 | 0.018039 | 0.015418 | 0.012356 | 0.011771 | 0.011826 | 0.013122 | 0.027722 | 0.03817 | 0.041084 | 0.031799 | 0.034501 | 0.037145 | 0.050746 | 0.048678 | 0.030395 | 0.025474 | 0.027649 | 0.030623 | 0.027799 | 0.02956 | 0.028788 | 0.02656 | 0.027918 | 0.023998
DSO | 2 | 21 | 2020 | Summer | Flex Down, [MW] | 0 | 0 | 0.018397 | 0.015628 | 0.012442 | 0.011891 | 0.011925 | 0.013224 | 0.02856 | 0.040135 | 0.041035 | 0.034511 | 0.03414 | 0.030735 | 0.044514 | 0.044707 | 0.030924 | 0.027923 | 0.026197 | 0.032085 | 0.029158 | 0.031168 | 0.030326 | 0.027735 | 0.029024 | 0.024757
DSO | 2 | 21 | 2020 | Summer | Pc_net, [MW] | 0 | 0 | 0.19272 | 0.1692 | 0.16122 | 0.1488 | 0.14982 | 0.15307 | 0.18769 | 0.23344 | 0.26787 | 0.27036 | 0.27369 | 0.30086 | 0.30283 | 0.30166 | 0.27962 | 0.2649 | 0.26728 | 0.26715 | 0.27439 | 0.28695 | 0.29452 | 0.29882 | 0.27322 | 0.23417
DSO | 2 | 21 | 2020 | Summer | Qc, [MVAr] | 0 | 0 | 0.12662 | 0.10789 | 0.1071 | 0.097069 | 0.10959 | 0.099924 | 0.10719 | 0.14759 | 0.17363 | 0.17926 | 0.18642 | 0.18884 | 0.18794 | 0.19 | 0.17288 | 0.16123 | 0.15244 | 0.15393 | 0.1552 | 0.1538 | 0.15455 | 0.16696 | 0.14649 | 0.14038
DSO | 2 | 22 | 2020 | Summer | Pc, [MW] | 0 | 0 | 0.11295 | 0.10107 | 0.094729 | 0.094577 | 0.096623 | 0.098436 | 0.118 | 0.14713 | 0.16499 | 0.17382 | 0.17816 | 0.19376 | 0.19601 | 0.2 | 0.18991 | 0.18008 | 0.1677 | 0.16358 | 0.15659 | 0.15583 | 0.15467 | 0.15573 | 0.14636 | 0.12546
DSO | 2 | 22 | 2020 | Summer | Flex Up, [MW] | 0 | 0 | 0.01116 | 0.0096841 | 0.0075635 | 0.0078056 | 0.007957 | 0.008892 | 0.01909 | 0.026084 | 0.020933 | 0.019499 | 0.021556 | 0.023056 | 0.031295 | 0.03077 | 0.01979 | 0.01662 | 0.0161 | 0.020211 | 0.016792 | 0.017053 | 0.016033 | 0.014596 | 0.015868 | 0.013617
DSO | 2 | 22 | 2020 | Summer | Flex Down, [MW] | 0 | 0 | 0.010157 | 0.0088374 | 0.0069995 | 0.0072218 | 0.0073503 | 0.0080391 | 0.016138 | 0.022855 | 0.029658 | 0.022709 | 0.023184 | 0.021614 | 0.03166 | 0.031969 | 0.021777 | 0.019348 | 0.017868 | 0.017976 | 0.015553 | 0.015741 | 0.014849 | 0.013588 | 0.014513 | 0.012421
DSO | 2 | 22 | 2020 | Summer | Pc_net, [MW] | 0 | 0 | 0.11396 | 0.10191 | 0.095293 | 0.095161 | 0.097229 | 0.099289 | 0.12095 | 0.15036 | 0.15627 | 0.17061 | 0.17653 | 0.19521 | 0.19565 | 0.1988 | 0.18792 | 0.17735 | 0.16593 | 0.16581 | 0.15783 | 0.15714 | 0.15585 | 0.15673 | 0.14772 | 0.12666
DSO | 2 | 22 | 2020 | Summer | Qc, [MVAr] | 0 | 0 | 0.06145 | 0.06145 | 0.06145 | 0.06145 | 0.06145 | 0.049485 | 0.047445 | 0.078364 | 0.089463 | 0.10209 | 0.10422 | 0.11582 | 0.11516 | 0.12 | 0.11467 | 0.11365 | 0.088404 | 0.078137 | 0.077338 | 0.074333 | 0.073554 | 0.074093 | 0.071288 | 0.070393
DSO | 2 | 23 | 2020 | Summer | Pc, [MW] | 0 | 0 | 0.53759 | 0.67402 | 0.35985 | 0.58757 | 0.50555 | 0.48152 | 0.64649 | 0.63833 | 0.72785 | 0.74796 | 0.6424 | 0.67292 | 0.70504 | 0.68958 | 0.71947 | 0.78058 | 0.8 | 0.77532 | 0.68602 | 0.76435 | 0.77242 | 0.72717 | 0.70702 | 0.76916
DSO | 2 | 23 | 2020 | Summer | Flex Up, [MW] | 0 | 0 | 0.049105 | 0.059785 | 0.027601 | 0.045715 | 0.039685 | 0.041206 | 0.091124 | 0.095274 | 0.11211 | 0.079489 | 0.088216 | 0.097261 | 0.13997 | 0.13287 | 0.081435 | 0.065925 | 0.095115 | 0.08063 | 0.064051 | 0.071236 | 0.068276 | 0.060347 | 0.068187 | 0.073945
DSO | 2 | 23 | 2020 | Summer | Flex Down, [MW] | 0 | 0 | 0.052347 | 0.063736 | 0.027719 | 0.047644 | 0.040406 | 0.041617 | 0.10188 | 0.11705 | 0.11107 | 0.10214 | 0.073111 | 0.05787 | 0.086473 | 0.083444 | 0.076045 | 0.089977 | 0.066929 | 0.10037 | 0.077649 | 0.089623 | 0.085952 | 0.07126 | 0.078572 | 0.08568
DSO | 2 | 23 | 2020 | Summer | Pc_net, [MW] | 0 | 0 | 0.53435 | 0.67007 | 0.35973 | 0.58564 | 0.50483 | 0.48111 | 0.63573 | 0.61655 | 0.72889 | 0.72531 | 0.65751 | 0.71231 | 0.75853 | 0.739 | 0.72486 | 0.75652 | 0.82819 | 0.75558 | 0.67242 | 0.74597 | 0.75475 | 0.71626 | 0.69663 | 0.75743
DSO | 2 | 23 | 2020 | Summer | Qc, [MVAr] | 0 | 0 | 0.336 | 0.42126 | 0.2249 | 0.36723 | 0.31597 | 0.30095 | 0.40406 | 0.39896 | 0.4549 | 0.46747 | 0.4015 | 0.42057 | 0.44065 | 0.43099 | 0.44967 | 0.48786 | 0.5 | 0.48457 | 0.42876 | 0.47772 | 0.48276 | 0.45448 | 0.44189 | 0.48073
DSO | 2 | 24 | 2020 | Summer | Pc, [MW] | 0 | 0 | 0.39869 | 0.39459 | 0.3803 | 0.37336 | 0.37088 | 0.37619 | 0.37311 | 0.45608 | 0.49071 | 0.48433 | 0.47629 | 0.48215 | 0.5 | 0.49041 | 0.45245 | 0.46639 | 0.47176 | 0.45613 | 0.43299 | 0.42755 | 0.42625 | 0.42145 | 0.38948 | 0.37661
DSO | 2 | 24 | 2020 | Summer | Flex Up, [MW] | 0 | 0 | 0.037816 | 0.03659 | 0.030097 | 0.030128 | 0.030015 | 0.03325 | 0.056532 | 0.073726 | 0.07992 | 0.047703 | 0.059213 | 0.063984 | 0.088042 | 0.084025 | 0.046776 | 0.038115 | 0.048469 | 0.05195 | 0.043024 | 0.04314 | 0.040971 | 0.037155 | 0.039981 | 0.038978
DSO | 2 | 24 | 2020 | Summer | Flex Down, [MW] | 0 | 0 | 0.037422 | 0.035724 | 0.028368 | 0.029195 | 0.028741 | 0.031456 | 0.054858 | 0.077981 | 0.070544 | 0.069909 | 0.060398 | 0.047168 | 0.072547 | 0.069814 | 0.052258 | 0.055036 | 0.047088 | 0.054535 | 0.046412 | 0.046839 | 0.044139 | 0.039121 | 0.040866 | 0.03918
DSO | 2 | 24 | 2020 | Summer | Pc_net, [MW] | 0 | 0 | 0.39908 | 0.39546 | 0.38203 | 0.37429 | 0.37216 | 0.37799 | 0.37479 | 0.45183 | 0.50009 | 0.46213 | 0.47511 | 0.49897 | 0.51549 | 0.50462 | 0.44697 | 0.44947 | 0.47314 | 0.45355 | 0.42961 | 0.42385 | 0.42309 | 0.41948 | 0.3886 | 0.3764
DSO | 2 | 24 | 2020 | Summer | Qc, [MVAr] | 0 | 0 | 0.26121 | 0.24621 | 0.1995 | 0.22878 | 0.23285 | 0.22794 | 0.25555 | 0.2724 | 0.2771 | 0.26626 | 0.26324 | 0.28972 | 0.2819 | 0.28737 | 0.28144 | 0.28597 | 0.28097 | 0.24442 | 0.30382 | 0.31 | 0.27978 | 0.29551 | 0.28295 | 0.24982
DSO | 2 | 25 | 2020 | Summer | Pc, [MW] | 0 | 0 | 0.70949 | 0.66817 | 0.64254 | 0.58426 | 0.56296 | 0.5921 | 0.62975 | 0.8457 | 0.92388 | 0.98505 | 0.89745 | 0.94242 | 0.94334 | 0.92037 | 0.79214 | 0.82573 | 0.87409 | 0.86895 | 0.90759 | 0.95532 | 1 | 0.91806 | 0.7879 | 0.72722
DSO | 2 | 25 | 2020 | Summer | Flex Up, [MW] | 0 | 0 | 0.064879 | 0.059485 | 0.050029 | 0.046608 | 0.044962 | 0.050431 | 0.088415 | 0.11675 | 0.14714 | 0.089568 | 0.12851 | 0.14599 | 0.19998 | 0.19247 | 0.088812 | 0.064251 | 0.098889 | 0.086764 | 0.079155 | 0.083709 | 0.081973 | 0.072922 | 0.074707 | 0.069669
DSO | 2 | 25 | 2020 | Summer | Flex Down, [MW] | 0 | 0 | 0.069013 | 0.062966 | 0.04875 | 0.046225 | 0.044225 | 0.051411 | 0.099592 | 0.16456 | 0.13614 | 0.14963 | 0.096866 | 0.071273 | 0.10299 | 0.096246 | 0.084573 | 0.10067 | 0.078162 | 0.11609 | 0.10831 | 0.11734 | 0.1177 | 0.093231 | 0.08884 | 0.081252
DSO | 2 | 25 | 2020 | Summer | Pc_net, [MW] | 0 | 0 | 0.70535 | 0.66469 | 0.64382 | 0.58464 | 0.5637 | 0.59112 | 0.61857 | 0.79789 | 0.93488 | 0.92498 | 0.9291 | 1.0171 | 1.0403 | 1.0166 | 0.79638 | 0.78931 | 0.89482 | 0.83962 | 0.87844 | 0.92169 | 0.96428 | 0.89775 | 0.77376 | 0.71564
DSO | 2 | 25 | 2020 | Summer | Qc, [MVAr] | 0 | 0 | -0.17656 | -0.41419 | -0.091097 | -0.075434 | -0.26769 | -0.62 | -0.48637 | -0.40024 | -0.35462 | -0.35462 | -0.40772 | -0.35469 | -0.35469 | -0.38208 | -0.42278 | -0.47339 | -0.49103 | -0.41523 | -0.36887 | -0.044674 | 0.083546 | -0.12485 | -0.34788 | -0.48569
DSO | 2 | 26 | 2020 | Summer | Pc, [MW] | 0 | 0 | 0.11291 | 0.10611 | 0.097702 | 0.10179 | 0.099852 | 0.10193 | 0.14441 | 0.18488 | 0.19388 | 0.18176 | 0.17786 | 0.19116 | 0.2 | 0.18566 | 0.16925 | 0.16055 | 0.16404 | 0.15861 | 0.1549 | 0.16874 | 0.1768 | 0.16502 | 0.1446 | 0.12043
DSO | 2 | 26 | 2020 | Summer | Flex Up, [MW] | 0 | 0 | 0.011256 | 0.01028 | 0.0075995 | 0.0085478 | 0.0083688 | 0.0092826 | 0.022957 | 0.031318 | 0.025574 | 0.019594 | 0.021513 | 0.023019 | 0.032144 | 0.029051 | 0.017608 | 0.014561 | 0.015983 | 0.020489 | 0.016442 | 0.018203 | 0.017956 | 0.015332 | 0.015692 | 0.013103
DSO | 2 | 26 | 2020 | Summer | Flex Down, [MW] | 0 | 0 | 0.010053 | 0.0091652 | 0.0074206 | 0.007625 | 0.0074502 | 0.0082489 | 0.020156 | 0.030178 | 0.033875 | 0.024543 | 0.023151 | 0.02105 | 0.032091 | 0.029189 | 0.019439 | 0.017505 | 0.017244 | 0.016537 | 0.015553 | 0.017308 | 0.017347 | 0.014534 | 0.014323 | 0.011889
DSO | 2 | 26 | 2020 | Summer | Pc_net, [MW] | 0 | 0 | 0.11412 | 0.10722 | 0.097881 | 0.10271 | 0.10077 | 0.10296 | 0.14721 | 0.18602 | 0.18558 | 0.17681 | 0.17622 | 0.19313 | 0.20005 | 0.18552 | 0.16742 | 0.1576 | 0.16278 | 0.16256 | 0.15579 | 0.16963 | 0.17741 | 0.16582 | 0.14597 | 0.12164
DSO | 2 | 26 | 2020 | Summer | Qc, [MVAr] | 0 | 0 | -0.019413 | -0.0161 | -0.12 | -0.0025763 | -0.0016692 | 0.0072622 | -0.036265 | -0.076026 | -0.082404 | -0.053662 | -0.056092 | -0.060049 | -0.045626 | -0.051249 | -0.10035 | -0.031616 | -0.034006 | -0.03626 | -0.02921 | -0.012766 | -0.020353 | -0.011326 | 0.0090538 | 0.033922
DSO | 2 | 50 | 2020 | Summer | Pc, [MW] | 0 | 0 | 0 | 0 | 0 | 0 | 0 | 0 | 0 | 0 | 0 | 0 | 0 | 0 | 0 | 0 | 0 | 0 | 0 | 0 | 0 | 0 | 0 | 0 | 0 | 0
DSO | 2 | 50 | 2020 | Summer | Flex Up, [MW] | 0 | 0 | 0 | 0 | 0 | 0 | 0 | 0 | 0 | 0 | 0 | 0 | 0 | 0 | 0 | 0 | 0 | 0 | 0 | 0 | 0 | 0 | 0 | 0 | 0 | 0
DSO | 2 | 50 | 2020 | Summer | Flex Down, [MW] | 0 | 0 | 0 | 0 | 0 | 0 | 0 | 0 | 0 | 0 | 0 | 0 | 0 | 0 | 0 | 0 | 0 | 0 | 0 | 0 | 0 | 0 | 0 | 0 | 0 | 0
DSO | 2 | 50 | 2020 | Summer | Pc_net, [MW] | 0 | 0 | 0 | 0 | 0 | 0 | 0 | 0 | 0 | 0 | 0 | 0 | 0 | 0 | 0 | 0 | 0 | 0 | 0 | 0 | 0 | 0 | 0 | 0 | 0 | 0
DSO | 2 | 50 | 2020 | Summer | Qc, [MVAr] | 0 | 0 | 0 | 0 | 0 | 0 | 0 | 0 | 0 | 0 | 0 | 0 | 0 | 0 | 0 | 0 | 0 | 0 | 0 | 0 | 0 | 0 | 0 | 0 | 0 | 0
DSO | 2 | 51 | 2020 | Summer | Pc, [MW] | 0 | 0 | 0 | 0 | 0 | 0 | 0 | 0 | 0 | 0 | 0 | 0 | 0 | 0 | 0 | 0 | 0 | 0 | 0 | 0 | 0 | 0 | 0 | 0 | 0 | 0
DSO | 2 | 51 | 2020 | Summer | Flex Up, [MW] | 0 | 0 | 0 | 0 | 0 | 0 | 0 | 0 | 0 | 0 | 0 | 0 | 0 | 0 | 0 | 0 | 0 | 0 | 0 | 0 | 0 | 0 | 0 | 0 | 0 | 0
DSO | 2 | 51 | 2020 | Summer | Flex Down, [MW] | 0 | 0 | 0 | 0 | 0 | 0 | 0 | 0 | 0 | 0 | 0 | 0 | 0 | 0 | 0 | 0 | 0 | 0 | 0 | 0 | 0 | 0 | 0 | 0 | 0 | 0
DSO | 2 | 51 | 2020 | Summer | Pc_net, [MW] | 0 | 0 | 0 | 0 | 0 | 0 | 0 | 0 | 0 | 0 | 0 | 0 | 0 | 0 | 0 | 0 | 0 | 0 | 0 | 0 | 0 | 0 | 0 | 0 | 0 | 0
DSO | 2 | 51 | 2020 | Summer | Qc, [MVAr] | 0 | 0 | 0 | 0 | 0 | 0 | 0 | 0 | 0 | 0 | 0 | 0 | 0 | 0 | 0 | 0 | 0 | 0 | 0 | 0 | 0 | 0 | 0 | 0 | 0 | 0
DSO | 2 | 1 | 2020 | Summer | Pc, [MW] | Expected | - | 0 | 0 | 0 | 0 | 0 | 0 | 0 | 0 | 0 | 0 | 0 | 0 | 0 | 0 | 0 | 0 | 0 | 0 | 0 | 0 | 0 | 0 | 0 | 0
DSO | 2 | 1 | 2020 | Summer | Flex Up, [MW] | Expected | - | 0 | 0 | 0 | 0 | 0 | 0 | 0 | 0 | 0 | 0 | 0 | 0 | 0 | 0 | 0 | 0 | 0 | 0 | 0 | 0 | 0 | 0 | 0 | 0
DSO | 2 | 1 | 2020 | Summer | Flex Down, [MW] | Expected | - | 0 | 0 | 0 | 0 | 0 | 0 | 0 | 0 | 0 | 0 | 0 | 0 | 0 | 0 | 0 | 0 | 0 | 0 | 0 | 0 | 0 | 0 | 0 | 0
DSO | 2 | 1 | 2020 | Summer | Pc_net, [MW] | Expected | - | 0 | 0 | 0 | 0 | 0 | 0 | 0 | 0 | 0 | 0 | 0 | 0 | 0 | 0 | 0 | 0 | 0 | 0 | 0 | 0 | 0 | 0 | 0 | 0
DSO | 2 | 1 | 2020 | Summer | Qc, [MVAr] | Expected | - | 0 | 0 | 0 | 0 | 0 | 0 | 0 | 0 | 0 | 0 | 0 | 0 | 0 | 0 | 0 | 0 | 0 | 0 | 0 | 0 | 0 | 0 | 0 | 0
DSO | 2 | 2 | 2020 | Summer | Pc, [MW] | Expected | - | 0.16852 | 0.15885 | 0.12871 | 0.1476 | 0.15023 | 0.14706 | 0.16487 | 0.17574 | 0.17878 | 0.17178 | 0.16983 | 0.18692 | 0.18187 | 0.1854 | 0.18157 | 0.1845 | 0.18127 | 0.15769 | 0.19601 | 0.2 | 0.1805 | 0.19065 | 0.18255 | 0.16117
DSO | 2 | 2 | 2020 | Summer | Flex Up, [MW] | Expected | - | 0.015956 | 0.014613 | 0.0099056 | 0.011757 | 0.011918 | 0.012668 | 0.024685 | 0.029538 | 0.02772 | 0.020656 | 0.020887 | 0.021739 | 0.028989 | 0.028281 | 0.019534 | 0.018258 | 0.018326 | 0.018572 | 0.02045 | 0.02125 | 0.018193 | 0.017385 | 0.019069 | 0.016828
DSO | 2 | 2 | 2020 | Summer | Flex Down, [MW] | Expected | - | 0.015847 | 0.014497 | 0.0098816 | 0.011696 | 0.011881 | 0.012626 | 0.024536 | 0.02892 | 0.027097 | 0.021058 | 0.021763 | 0.021352 | 0.029424 | 0.029878 | 0.020209 | 0.018591 | 0.018391 | 0.01824 | 0.020037 | 0.02084 | 0.017847 | 0.01712 | 0.018824 | 0.01662
DSO | 2 | 2 | 2020 | Summer | Pc_net, [MW] | Expected | - | 0.16863 | 0.15896 | 0.12873 | 0.14766 | 0.15026 | 0.1471 | 0.16502 | 0.17636 | 0.1794 | 0.17138 | 0.16896 | 0.18731 | 0.18144 | 0.1838 | 0.1809 | 0.18416 | 0.18121 | 0.15802 | 0.19643 | 0.20041 | 0.18085 | 0.19092 | 0.1828 | 0.16138
DSO | 2 | 2 | 2020 | Summer | Qc, [MVAr] | Expected | - | 0.10111 | 0.095308 | 0.077226 | 0.088561 | 0.090137 | 0.088234 | 0.098923 | 0.10545 | 0.10727 | 0.10307 | 0.1019 | 0.11215 | 0.10912 | 0.11124 | 0.10894 | 0.1107 | 0.10876 | 0.094613 | 0.11761 | 0.12 | 0.1083 | 0.11439 | 0.10953 | 0.096705
DSO | 2 | 3 | 2020 | Summer | Pc, [MW] | Expected | - | 0.33705 | 0.31769 | 0.25742 | 0.2952 | 0.30046 | 0.29411 | 0.32974 | 0.35149 | 0.35755 | 0.34356 | 0.33966 | 0.37384 | 0.36374 | 0.3708 | 0.36315 | 0.36899 | 0.36254 | 0.31538 | 0.39203 | 0.4 | 0.36101 | 0.3813 | 0.3651 | 0.32235
DSO | 2 | 3 | 2020 | Summer | Flex Up, [MW] | Expected | - | 0.032239 | 0.029569 | 0.019959 | 0.023749 | 0.024049 | 0.025574 | 0.049938 | 0.059813 | 0.055822 | 0.040999 | 0.04107 | 0.042524 | 0.056535 | 0.054969 | 0.038617 | 0.036292 | 0.036666 | 0.03745 | 0.04132 | 0.042941 | 0.036701 | 0.035029 | 0.038492 | 0.034036
DSO | 2 | 3 | 2020 | Summer | Flex Down, [MW] | Expected | - | 0.031367 | 0.028652 | 0.019616 | 0.023155 | 0.02355 | 0.025014 | 0.048503 | 0.057103 | 0.053812 | 0.042427 | 0.04423 | 0.043659 | 0.060291 | 0.061349 | 0.040869 | 0.037406 | 0.036768 | 0.036174 | 0.039654 | 0.04124 | 0.03538 | 0.033981 | 0.037294 | 0.032861
DSO | 2 | 3 | 2020 | Summer | Pc_net, [MW] | Expected | - | 0.33792 | 0.31861 | 0.25776 | 0.2958 | 0.30095 | 0.29467 | 0.33118 | 0.3542 | 0.35956 | 0.34213 | 0.3365 | 0.3727 | 0.35999 | 0.36442 | 0.36089 | 0.36788 | 0.36244 | 0.31665 | 0.39369 | 0.4017 | 0.36233 | 0.38235 | 0.3663 | 0.32352
DSO | 2 | 3 | 2020 | Summer | Qc, [MVAr] | Expected | - | 0.21066 | 0.19856 | 0.16089 | 0.1845 | 0.18778 | 0.18382 | 0.20609 | 0.21968 | 0.22347 | 0.21472 | 0.21229 | 0.23365 | 0.22734 | 0.23175 | 0.22697 | 0.23062 | 0.22659 | 0.19711 | 0.24502 | 0.25 | 0.22563 | 0.23832 | 0.22819 | 0.20147
DSO | 2 | 4 | 2020 | Summer | Pc, [MW] | Expected | - | 0.77255 | 0.69878 | 0.66068 | 0.65832 | 0.65832 | 0.65832 | 0.81629 | 1.0543 | 1.3178 | 1.5 | 1.4558 | 1.5 | 1.5 | 1.5 | 1.5 | 1.3746 | 1.3257 | 1.3257 | 1.3257 | 1.3257 | 1.3257 | 1.3257 | 1.1544 | 0.97094
DSO | 2 | 4 | 2020 | Summer | Flex Up, [MW] | Expected | - | 0.076806 | 0.067653 | 0.052903 | 0.054849 | 0.054391 | 0.059248 | 0.13041 | 0.19323 | 0.22028 | 0.17461 | 0.16059 | 0.15581 | 0.20685 | 0.19131 | 0.15126 | 0.13341 | 0.13704 | 0.16954 | 0.14955 | 0.15217 | 0.14375 | 0.12854 | 0.12877 | 0.10871
DSO | 2 | 4 | 2020 | Summer | Flex Down, [MW] | Expected | - | 0.068985 | 0.060406 | 0.048665 | 0.049751 | 0.049901 | 0.053983 | 0.11329 | 0.15747 | 0.1838 | 0.18964 | 0.205 | 0.18999 | 0.27491 | 0.27923 | 0.17706 | 0.14113 | 0.13148 | 0.13994 | 0.12427 | 0.12681 | 0.12094 | 0.11139 | 0.11085 | 0.092789
DSO | 2 | 4 | 2020 | Summer | Pc_net, [MW] | Expected | - | 0.78037 | 0.70602 | 0.66492 | 0.66341 | 0.66281 | 0.66358 | 0.83341 | 1.0901 | 1.3543 | 1.485 | 1.4113 | 1.4658 | 1.4319 | 1.4121 | 1.4742 | 1.3668 | 1.3312 | 1.3553 | 1.3509 | 1.351 | 1.3485 | 1.3428 | 1.1723 | 0.98686
DSO | 2 | 4 | 2020 | Summer | Qc, [MVAr] | Expected | - | 0.51907 | 0.51907 | 0.11872 | 0.064884 | 0.064884 | 0.064884 | 0.12882 | 0.69209 | 0.85428 | 0.93 | 0.93 | 0.93 | 0.93 | 0.93 | 0.93 | 0.93 | 0.93 | 0.93 | 0.93 | 0.93 | 0.93 | 0.93 | 0.93 | 0.93
DSO | 2 | 5 | 2020 | Summer | Pc, [MW] | Expected | - | 1.6151 | 1.4252 | 1.317 | 1.2821 | 1.3178 | 1.3481 | 2.0865 | 2.4806 | 2.7425 | 2.8268 | 2.371 | 2.9158 | 3 | 2.9043 | 2.683 | 2.5635 | 2.561 | 2.4993 | 2.2676 | 2.4539 | 2.6634 | 2.4607 | 1.9817 | 1.655
DSO | 2 | 5 | 2020 | Summer | Flex Up, [MW] | Expected | - | 0.17462 | 0.15058 | 0.11305 | 0.11497 | 0.11693 | 0.13126 | 0.37885 | 0.50415 | 0.47309 | 0.32063 | 0.24687 | 0.20976 | 0.30181 | 0.30227 | 0.26526 | 0.24822 | 0.27363 | 0.33851 | 0.27014 | 0.30025 | 0.3055 | 0.24973 | 0.23455 | 0.19964
DSO | 2 | 5 | 2020 | Summer | Flex Down, [MW] | Expected | - | 0.13017 | 0.1106 | 0.089417 | 0.088735 | 0.091843 | 0.10061 | 0.24404 | 0.32097 | 0.36781 | 0.36581 | 0.34856 | 0.46242 | 0.66172 | 0.60878 | 0.32201 | 0.26378 | 0.24511 | 0.24496 | 0.19823 | 0.21618 | 0.22629 | 0.19562 | 0.17679 | 0.14382
DSO | 2 | 5 | 2020 | Summer | Pc_net, [MW] | Expected | - | 1.6595 | 1.4652 | 1.3406 | 1.3083 | 1.3429 | 1.3787 | 2.2213 | 2.6638 | 2.8477 | 2.7817 | 2.2693 | 2.6631 | 2.6401 | 2.5978 | 2.6263 | 2.5479 | 2.5895 | 2.5929 | 2.3395 | 2.538 | 2.7426 | 2.5148 | 2.0394 | 1.7108
DSO | 2 | 5 | 2020 | Summer | Qc, [MVAr] | Expected | - | 1.2167 | 1.0737 | 0.99213 | 0.96582 | 0.99274 | 1.0156 | 1.5718 | 1.8687 | 2.066 | 2.1295 | 1.7861 | 2.1965 | 2.26 | 2.1879 | 2.0212 | 1.9312 | 1.9293 | 1.8828 | 1.7082 | 1.8486 | 2.0064 | 1.8537 | 1.4929 | 1.2467
DSO | 2 | 6 | 2020 | Summer | Pc, [MW] | Expected | - | 0.33553 | 0.31113 | 0.32626 | 0.31141 | 0.33069 | 0.31114 | 0.3048 | 0.49982 | 0.62689 | 0.6359 | 0.60372 | 0.55442 | 0.50512 | 0.50116 | 0.50453 | 0.58277 | 0.57937 | 0.5719 | 0.53794 | 0.61745 | 0.75955 | 0.8 | 0.65277 | 0.41683
DSO | 2 | 6 | 2020 | Summer | Flex Up, [MW] | Expected | - | 0.032992 | 0.029828 | 0.026086 | 0.025795 | 0.02729 | 0.027899 | 0.047833 | 0.088707 | 0.10064 | 0.074808 | 0.068855 | 0.054328 | 0.069754 | 0.069348 | 0.052132 | 0.056867 | 0.060293 | 0.070175 | 0.058265 | 0.068426 | 0.079664 | 0.075716 | 0.071611 | 0.04561
DSO | 2 | 6 | 2020 | Summer | Flex Down, [MW] | Expected | - | 0.030327 | 0.027189 | 0.024072 | 0.023686 | 0.0251 | 0.025618 | 0.043162 | 0.077548 | 0.091586 | 0.079608 | 0.082757 | 0.073484 | 0.092479 | 0.087863 | 0.058301 | 0.059527 | 0.057061 | 0.063335 | 0.052848 | 0.061516 | 0.071995 | 0.069072 | 0.063888 | 0.040895
DSO | 2 | 6 | 2020 | Summer | Pc_net, [MW] | Expected | - | 0.33819 | 0.31377 | 0.32828 | 0.31352 | 0.33288 | 0.31343 | 0.30947 | 0.51097 | 0.63594 | 0.6311 | 0.58982 | 0.53526 | 0.4824 | 0.48265 | 0.49836 | 0.58011 | 0.5826 | 0.57874 | 0.54336 | 0.62436 | 0.76722 | 0.80664 | 0.66049 | 0.42155
DSO | 2 | 6 | 2020 | Summer | Qc, [MVAr] | Expected | - | 0.20971 | 0.19446 | 0.20392 | 0.19463 | 0.20668 | 0.19447 | 0.1905 | 0.31239 | 0.39181 | 0.39743 | 0.37732 | 0.34651 | 0.3157 | 0.31323 | 0.31533 | 0.36423 | 0.3621 | 0.35744 | 0.33621 | 0.3859 | 0.47472 | 0.5 | 0.40798 | 0.26052
DSO | 2 | 7 | 2020 | Summer | Pc, [MW] | Expected | - | 0.10959 | 0.091255 | 0.091255 | 0.091255 | 0.091255 | 0.091255 | 0.11319 | 0.17784 | 0.19985 | 0.19985 | 0.18557 | 0.18594 | 0.18834 | 0.18834 | 0.17786 | 0.14634 | 0.14634 | 0.14634 | 0.14634 | 0.18126 | 0.2 | 0.2 | 0.16568 | 0.1473
DSO | 2 | 7 | 2020 | Summer | Flex Up, [MW] | Expected | - | 0.010577 | 0.0085464 | 0.0071454 | 0.0073954 | 0.007367 | 0.00801 | 0.017485 | 0.030949 | 0.031725 | 0.024069 | 0.022387 | 0.019847 | 0.027874 | 0.027785 | 0.018899 | 0.014514 | 0.015116 | 0.017514 | 0.015474 | 0.019621 | 0.020457 | 0.018487 | 0.017637 | 0.01577
DSO | 2 | 7 | 2020 | Summer | Flex Down, [MW] | Expected | - | 0.010104 | 0.008177 | 0.0068834 | 0.007104 | 0.0070899 | 0.007686 | 0.016308 | 0.028205 | 0.029555 | 0.024462 | 0.024214 | 0.023018 | 0.032615 | 0.031296 | 0.020032 | 0.014714 | 0.014525 | 0.016649 | 0.014753 | 0.018526 | 0.019476 | 0.01771 | 0.016754 | 0.014799
DSO | 2 | 7 | 2020 | Summer | Pc_net, [MW] | Expected | - | 0.11006 | 0.091624 | 0.091517 | 0.091546 | 0.091532 | 0.091579 | 0.11437 | 0.18058 | 0.20202 | 0.19946 | 0.18374 | 0.18276 | 0.1836 | 0.18483 | 0.17673 | 0.14614 | 0.14693 | 0.1472 | 0.14706 | 0.18236 | 0.20098 | 0.20078 | 0.16656 | 0.14827
DSO | 2 | 7 | 2020 | Summer | Qc, [MVAr] | Expected | - | 0.065753 | 0.054753 | 0.054753 | 0.054753 | 0.054753 | 0.054753 | 0.067916 | 0.1067 | 0.11991 | 0.11991 | 0.11134 | 0.11156 | 0.113 | 0.113 | 0.10672 | 0.087802 | 0.087802 | 0.087802 | 0.087802 | 0.10876 | 0.12 | 0.12 | 0.099408 | 0.088379
DSO | 2 | 8 | 2020 | Summer | Pc, [MW] | Expected | - | 0.74532 | 0.66961 | 0.64438 | 0.65079 | 0.64566 | 0.65796 | 0.68073 | 0.72983 | 0.82916 | 0.92201 | 1 | 0.97899 | 0.99845 | 0.92451 | 0.85711 | 0.83688 | 0.80862 | 0.80113 | 0.81112 | 0.83757 | 0.96252 | 0.99369 | 0.90902 | 0.74856
DSO | 2 | 8 | 2020 | Summer | Flex Up, [MW] | Expected | - | 0.083138 | 0.073198 | 0.057547 | 0.060638 | 0.059631 | 0.066774 | 0.12697 | 0.14897 | 0.15004 | 0.098463 | 0.090258 | 0.068695 | 0.08877 | 0.097812 | 0.074101 | 0.074386 | 0.093928 | 0.10852 | 0.096338 | 0.10166 | 0.10812 | 0.099966 | 0.10898 | 0.092291
DSO | 2 | 8 | 2020 | Summer | Flex Down, [MW] | Expected | - | 0.057515 | 0.049516 | 0.041516 | 0.042767 | 0.042657 | 0.046396 | 0.07626 | 0.093793 | 0.1042 | 0.12543 | 0.16087 | 0.157 | 0.23191 | 0.1922 | 0.11351 | 0.092762 | 0.069862 | 0.078503 | 0.071202 | 0.074611 | 0.084066 | 0.079877 | 0.07971 | 0.063058
DSO | 2 | 8 | 2020 | Summer | Pc_net, [MW] | Expected | - | 0.77094 | 0.69329 | 0.66041 | 0.66867 | 0.66263 | 0.67834 | 0.73143 | 0.78501 | 0.87501 | 0.89505 | 0.92939 | 0.89069 | 0.85532 | 0.83012 | 0.81771 | 0.8185 | 0.83269 | 0.83115 | 0.83626 | 0.86462 | 0.98657 | 1.0138 | 0.93829 | 0.77779
DSO | 2 | 8 | 2020 | Summer | Qc, [MVAr] | Expected | - | 0.4621 | 0.41516 | 0.39951 | 0.40349 | 0.40031 | 0.40794 | 0.42205 | 0.45249 | 0.51408 | 0.57165 | 0.62 | 0.60697 | 0.61904 | 0.5732 | 0.53141 | 0.51887 | 0.50134 | 0.4967 | 0.50289 | 0.51929 | 0.59676 | 0.61609 | 0.56359 | 0.46411
DSO | 2 | 9 | 2020 | Summer | Pc, [MW] | Expected | - | 0.37266 | 0.33481 | 0.32219 | 0.3254 | 0.32283 | 0.32898 | 0.34036 | 0.36492 | 0.41458 | 0.46101 | 0.5 | 0.4895 | 0.49923 | 0.46225 | 0.42856 | 0.41844 | 0.40431 | 0.40056 | 0.40556 | 0.41878 | 0.48126 | 0.49685 | 0.45451 | 0.37428
DSO | 2 | 9 | 2020 | Summer | Flex Up, [MW] | Expected | - | 0.03865 | 0.032719 | 0.025565 | 0.026837 | 0.026091 | 0.029201 | 0.055477 | 0.069214 | 0.062982 | 0.051735 | 0.055666 | 0.053594 | 0.070929 | 0.061205 | 0.044616 | 0.040409 | 0.040703 | 0.047928 | 0.042994 | 0.045734 | 0.049192 | 0.045097 | 0.055156 | 0.042897
DSO | 2 | 9 | 2020 | Summer | Flex Down, [MW] | Expected | - | 0.031676 | 0.028638 | 0.023967 | 0.024865 | 0.025053 | 0.027384 | 0.046135 | 0.052168 | 0.064139 | 0.060212 | 0.069899 | 0.059252 | 0.089411 | 0.083801 | 0.049187 | 0.043165 | 0.041192 | 0.045584 | 0.040775 | 0.042399 | 0.0469 | 0.044824 | 0.039189 | 0.034778
DSO | 2 | 9 | 2020 | Summer | Pc_net, [MW] | Expected | - | 0.37963 | 0.33889 | 0.32379 | 0.32737 | 0.32387 | 0.3308 | 0.34971 | 0.38196 | 0.41342 | 0.45253 | 0.48577 | 0.48384 | 0.48075 | 0.43966 | 0.42398 | 0.41568 | 0.40382 | 0.40291 | 0.40778 | 0.42212 | 0.48355 | 0.49712 | 0.47048 | 0.3824
DSO | 2 | 9 | 2020 | Summer | Qc, [MVAr] | Expected | - | -0.24901 | -0.23919 | -0.23177 | -0.23414 | -0.21874 | -0.22035 | -0.31 | -0.24481 | -0.19856 | -0.11844 | -0.15135 | -0.15355 | -0.15355 | -0.14273 | -0.2322 | -0.21881 | -0.2237 | -0.22526 | -0.22851 | -0.2536 | -0.23227 | -0.18265 | -0.19727 | -0.19918
DSO | 2 | 20 | 2020 | Summer | Pc, [MW] | Expected | - | 0.74532 | 0.66961 | 0.64438 | 0.65079 | 0.64566 | 0.65796 | 0.68073 | 0.72983 | 0.82916 | 0.92201 | 1 | 0.97899 | 0.99845 | 0.92451 | 0.85711 | 0.83688 | 0.80862 | 0.80113 | 0.81112 | 0.83757 | 0.96252 | 0.99369 | 0.90902 | 0.74856
DSO | 2 | 20 | 2020 | Summer | Flex Up, [MW] | Expected | - | 0.06902 | 0.060623 | 0.048999 | 0.051098 | 0.050507 | 0.055841 | 0.098619 | 0.11861 | 0.12981 | 0.10012 | 0.12092 | 0.1369 | 0.1808 | 0.14904 | 0.089457 | 0.074328 | 0.084271 | 0.091829 | 0.082067 | 0.086073 | 0.093901 | 0.087937 | 0.092102 | 0.076303
DSO | 2 | 20 | 2020 | Summer | Flex Down, [MW] | Expected | - | 0.071633 | 0.06209 | 0.050064 | 0.052307 | 0.05178 | 0.05733 | 0.10461 | 0.12415 | 0.12443 | 0.12377 | 0.13021 | 0.088786 | 0.13988 | 0.14097 | 0.09815 | 0.092819 | 0.079519 | 0.095195 | 0.085473 | 0.090195 | 0.098283 | 0.091905 | 0.096588 | 0.079046
DSO | 2 | 20 | 2020 | Summer | Pc_net, [MW] | Expected | - | 0.74271 | 0.66814 | 0.64331 | 0.64959 | 0.64439 | 0.65647 | 0.67474 | 0.72429 | 0.83454 | 0.89837 | 0.99071 | 1.0271 | 1.0394 | 0.93257 | 0.84842 | 0.81839 | 0.81337 | 0.79776 | 0.80771 | 0.83345 | 0.95813 | 0.98972 | 0.90454 | 0.74581
DSO | 2 | 20 | 2020 | Summer | Qc, [MVAr] | Expected | - | -0.49801 | -0.47837 | -0.46355 | -0.46828 | -0.43747 | -0.44071 | -0.62 | -0.48961 | -0.39713 | -0.23688 | -0.30269 | -0.3071 | -0.3071 | -0.28546 | -0.46441 | -0.43762 | -0.44741 | -0.45051 | -0.45702 | -0.5072 | -0.46453 | -0.3653 | -0.39453 | -0.39836
DSO | 2 | 21 | 2020 | Summer | Pc, [MW] | Expected | - | 0.19307 | 0.16941 | 0.1613 | 0.14892 | 0.14992 | 0.15317 | 0.18853 | 0.23541 | 0.26782 | 0.27307 | 0.27333 | 0.29445 | 0.2966 | 0.29769 | 0.28015 | 0.26735 | 0.26583 | 0.26861 | 0.27575 | 0.28856 | 0.29606 | 0.3 | 0.27432 | 0.23493
DSO | 2 | 21 | 2020 | Summer | Flex Up, [MW] | Expected | - | 0.018039 | 0.015418 | 0.012356 | 0.011771 | 0.011826 | 0.013122 | 0.027722 | 0.03817 | 0.041084 | 0.031799 | 0.034501 | 0.037145 | 0.050746 | 0.048678 | 0.030395 | 0.025474 | 0.027649 | 0.030623 | 0.027799 | 0.02956 | 0.028788 | 0.02656 | 0.027918 | 0.023998
DSO | 2 | 21 | 2020 | Summer | Flex Down, [MW] | Expected | - | 0.018397 | 0.015628 | 0.012442 | 0.011891 | 0.011925 | 0.013224 | 0.02856 | 0.040135 | 0.041035 | 0.034511 | 0.03414 | 0.030735 | 0.044514 | 0.044707 | 0.030924 | 0.027923 | 0.026197 | 0.032085 | 0.029158 | 0.031168 | 0.030326 | 0.027735 | 0.029024 | 0.024757
DSO | 2 | 21 | 2020 | Summer | Pc_net, [MW] | Expected | - | 0.19272 | 0.1692 | 0.16122 | 0.1488 | 0.14982 | 0.15307 | 0.18769 | 0.23344 | 0.26787 | 0.27036 | 0.27369 | 0.30086 | 0.30283 | 0.30166 | 0.27962 | 0.2649 | 0.26728 | 0.26715 | 0.27439 | 0.28695 | 0.29452 | 0.29882 | 0.27322 | 0.23417
DSO | 2 | 21 | 2020 | Summer | Qc, [MVAr] | Expected | - | 0.12662 | 0.10789 | 0.1071 | 0.097069 | 0.10959 | 0.099924 | 0.10719 | 0.14759 | 0.17363 | 0.17926 | 0.18642 | 0.18884 | 0.18794 | 0.19 | 0.17288 | 0.16123 | 0.15244 | 0.15393 | 0.1552 | 0.1538 | 0.15455 | 0.16696 | 0.14649 | 0.14038
DSO | 2 | 22 | 2020 | Summer | Pc, [MW] | Expected | - | 0.11295 | 0.10107 | 0.094729 | 0.094577 | 0.096623 | 0.098436 | 0.118 | 0.14713 | 0.16499 | 0.17382 | 0.17816 | 0.19376 | 0.19601 | 0.2 | 0.18991 | 0.18008 | 0.1677 | 0.16358 | 0.15659 | 0.15583 | 0.15467 | 0.15573 | 0.14636 | 0.12546
DSO | 2 | 22 | 2020 | Summer | Flex Up, [MW] | Expected | - | 0.01116 | 0.0096841 | 0.0075635 | 0.0078056 | 0.007957 | 0.008892 | 0.01909 | 0.026084 | 0.020933 | 0.019499 | 0.021556 | 0.023056 | 0.031295 | 0.03077 | 0.01979 | 0.01662 | 0.0161 | 0.020211 | 0.016792 | 0.017053 | 0.016033 | 0.014596 | 0.015868 | 0.013617
DSO | 2 | 22 | 2020 | Summer | Flex Down, [MW] | Expected | - | 0.010157 | 0.0088374 | 0.0069995 | 0.0072218 | 0.0073503 | 0.0080391 | 0.016138 | 0.022855 | 0.029658 | 0.022709 | 0.023184 | 0.021614 | 0.03166 | 0.031969 | 0.021777 | 0.019348 | 0.017868 | 0.017976 | 0.015553 | 0.015741 | 0.014849 | 0.013588 | 0.014513 | 0.012421
DSO | 2 | 22 | 2020 | Summer | Pc_net, [MW] | Expected | - | 0.11396 | 0.10191 | 0.095293 | 0.095161 | 0.097229 | 0.099289 | 0.12095 | 0.15036 | 0.15627 | 0.17061 | 0.17653 | 0.19521 | 0.19565 | 0.1988 | 0.18792 | 0.17735 | 0.16593 | 0.16581 | 0.15783 | 0.15714 | 0.15585 | 0.15673 | 0.14772 | 0.12666
DSO | 2 | 22 | 2020 | Summer | Qc, [MVAr] | Expected | - | 0.06145 | 0.06145 | 0.06145 | 0.06145 | 0.06145 | 0.049485 | 0.047445 | 0.078364 | 0.089463 | 0.10209 | 0.10422 | 0.11582 | 0.11516 | 0.12 | 0.11467 | 0.11365 | 0.088404 | 0.078137 | 0.077338 | 0.074333 | 0.073554 | 0.074093 | 0.071288 | 0.070393
DSO | 2 | 23 | 2020 | Summer | Pc, [MW] | Expected | - | 0.53759 | 0.67402 | 0.35985 | 0.58757 | 0.50555 | 0.48152 | 0.64649 | 0.63833 | 0.72785 | 0.74796 | 0.6424 | 0.67292 | 0.70504 | 0.68958 | 0.71947 | 0.78058 | 0.8 | 0.77532 | 0.68602 | 0.76435 | 0.77242 | 0.72717 | 0.70702 | 0.76916
DSO | 2 | 23 | 2020 | Summer | Flex Up, [MW] | Expected | - | 0.049105 | 0.059785 | 0.027601 | 0.045715 | 0.039685 | 0.041206 | 0.091124 | 0.095274 | 0.11211 | 0.079489 | 0.088216 | 0.097261 | 0.13997 | 0.13287 | 0.081435 | 0.065925 | 0.095115 | 0.08063 | 0.064051 | 0.071236 | 0.068276 | 0.060347 | 0.068187 | 0.073945
DSO | 2 | 23 | 2020 | Summer | Flex Down, [MW] | Expected | - | 0.052347 | 0.063736 | 0.027719 | 0.047644 | 0.040406 | 0.041617 | 0.10188 | 0.11705 | 0.11107 | 0.10214 | 0.073111 | 0.05787 | 0.086473 | 0.083444 | 0.076045 | 0.089977 | 0.066929 | 0.10037 | 0.077649 | 0.089623 | 0.085952 | 0.07126 | 0.078572 | 0.08568
DSO | 2 | 23 | 2020 | Summer | Pc_net, [MW] | Expected | - | 0.53435 | 0.67007 | 0.35973 | 0.58564 | 0.50483 | 0.48111 | 0.63573 | 0.61655 | 0.72889 | 0.72531 | 0.65751 | 0.71231 | 0.75853 | 0.739 | 0.72486 | 0.75652 | 0.82819 | 0.75558 | 0.67242 | 0.74597 | 0.75475 | 0.71626 | 0.69663 | 0.75743
DSO | 2 | 23 | 2020 | Summer | Qc, [MVAr] | Expected | - | 0.336 | 0.42126 | 0.2249 | 0.36723 | 0.31597 | 0.30095 | 0.40406 | 0.39896 | 0.4549 | 0.46747 | 0.4015 | 0.42057 | 0.44065 | 0.43099 | 0.44967 | 0.48786 | 0.5 | 0.48457 | 0.42876 | 0.47772 | 0.48276 | 0.45448 | 0.44189 | 0.48073
DSO | 2 | 24 | 2020 | Summer | Pc, [MW] | Expected | - | 0.39869 | 0.39459 | 0.3803 | 0.37336 | 0.37088 | 0.37619 | 0.37311 | 0.45608 | 0.49071 | 0.48433 | 0.47629 | 0.48215 | 0.5 | 0.49041 | 0.45245 | 0.46639 | 0.47176 | 0.45613 | 0.43299 | 0.42755 | 0.42625 | 0.42145 | 0.38948 | 0.37661
DSO | 2 | 24 | 2020 | Summer | Flex Up, [MW] | Expected | - | 0.037816 | 0.03659 | 0.030097 | 0.030128 | 0.030015 | 0.03325 | 0.056532 | 0.073726 | 0.07992 | 0.047703 | 0.059213 | 0.063984 | 0.088042 | 0.084025 | 0.046776 | 0.038115 | 0.048469 | 0.05195 | 0.043024 | 0.04314 | 0.040971 | 0.037155 | 0.039981 | 0.038978
DSO | 2 | 24 | 2020 | Summer | Flex Down, [MW] | Expected | - | 0.037422 | 0.035724 | 0.028368 | 0.029195 | 0.028741 | 0.031456 | 0.054858 | 0.077981 | 0.070544 | 0.069909 | 0.060398 | 0.047168 | 0.072547 | 0.069814 | 0.052258 | 0.055036 | 0.047088 | 0.054535 | 0.046412 | 0.046839 | 0.044139 | 0.039121 | 0.040866 | 0.03918
DSO | 2 | 24 | 2020 | Summer | Pc_net, [MW] | Expected | - | 0.39908 | 0.39546 | 0.38203 | 0.37429 | 0.37216 | 0.37799 | 0.37479 | 0.45183 | 0.50009 | 0.46213 | 0.47511 | 0.49897 | 0.51549 | 0.50462 | 0.44697 | 0.44947 | 0.47314 | 0.45355 | 0.42961 | 0.42385 | 0.42309 | 0.41948 | 0.3886 | 0.3764
DSO | 2 | 24 | 2020 | Summer | Qc, [MVAr] | Expected | - | 0.26121 | 0.24621 | 0.1995 | 0.22878 | 0.23285 | 0.22794 | 0.25555 | 0.2724 | 0.2771 | 0.26626 | 0.26324 | 0.28972 | 0.2819 | 0.28737 | 0.28144 | 0.28597 | 0.28097 | 0.24442 | 0.30382 | 0.31 | 0.27978 | 0.29551 | 0.28295 | 0.24982
DSO | 2 | 25 | 2020 | Summer | Pc, [MW] | Expected | - | 0.70949 | 0.66817 | 0.64254 | 0.58426 | 0.56296 | 0.5921 | 0.62975 | 0.8457 | 0.92388 | 0.98505 | 0.89745 | 0.94242 | 0.94334 | 0.92037 | 0.79214 | 0.82573 | 0.87409 | 0.86895 | 0.90759 | 0.95532 | 1 | 0.91806 | 0.7879 | 0.72722
DSO | 2 | 25 | 2020 | Summer | Flex Up, [MW] | Expected | - | 0.064879 | 0.059485 | 0.050029 | 0.046608 | 0.044962 | 0.050431 | 0.088415 | 0.11675 | 0.14714 | 0.089568 | 0.12851 | 0.14599 | 0.19998 | 0.19247 | 0.088812 | 0.064251 | 0.098889 | 0.086764 | 0.079155 | 0.083709 | 0.081973 | 0.072922 | 0.074707 | 0.069669
DSO | 2 | 25 | 2020 | Summer | Flex Down, [MW] | Expected | - | 0.069013 | 0.062966 | 0.04875 | 0.046225 | 0.044225 | 0.051411 | 0.099592 | 0.16456 | 0.13614 | 0.14963 | 0.096866 | 0.071273 | 0.10299 | 0.096246 | 0.084573 | 0.10067 | 0.078162 | 0.11609 | 0.10831 | 0.11734 | 0.1177 | 0.093231 | 0.08884 | 0.081252
DSO | 2 | 25 | 2020 | Summer | Pc_net, [MW] | Expected | - | 0.70535 | 0.66469 | 0.64382 | 0.58464 | 0.5637 | 0.59112 | 0.61857 | 0.79789 | 0.93488 | 0.92498 | 0.9291 | 1.0171 | 1.0403 | 1.0166 | 0.79638 | 0.78931 | 0.89482 | 0.83962 | 0.87844 | 0.92169 | 0.96428 | 0.89775 | 0.77376 | 0.71564
DSO | 2 | 25 | 2020 | Summer | Qc, [MVAr] | Expected | - | -0.17656 | -0.41419 | -0.091097 | -0.075434 | -0.26769 | -0.62 | -0.48637 | -0.40024 | -0.35462 | -0.35462 | -0.40772 | -0.35469 | -0.35469 | -0.38208 | -0.42278 | -0.47339 | -0.49103 | -0.41523 | -0.36887 | -0.044674 | 0.083546 | -0.12485 | -0.34788 | -0.48569
DSO | 2 | 26 | 2020 | Summer | Pc, [MW] | Expected | - | 0.11291 | 0.10611 | 0.097702 | 0.10179 | 0.099852 | 0.10193 | 0.14441 | 0.18488 | 0.19388 | 0.18176 | 0.17786 | 0.19116 | 0.2 | 0.18566 | 0.16925 | 0.16055 | 0.16404 | 0.15861 | 0.1549 | 0.16874 | 0.1768 | 0.16502 | 0.1446 | 0.12043
DSO | 2 | 26 | 2020 | Summer | Flex Up, [MW] | Expected | - | 0.011256 | 0.01028 | 0.0075995 | 0.0085478 | 0.0083688 | 0.0092826 | 0.022957 | 0.031318 | 0.025574 | 0.019594 | 0.021513 | 0.023019 | 0.032144 | 0.029051 | 0.017608 | 0.014561 | 0.015983 | 0.020489 | 0.016442 | 0.018203 | 0.017956 | 0.015332 | 0.015692 | 0.013103
DSO | 2 | 26 | 2020 | Summer | Flex Down, [MW] | Expected | - | 0.010053 | 0.0091652 | 0.0074206 | 0.007625 | 0.0074502 | 0.0082489 | 0.020156 | 0.030178 | 0.033875 | 0.024543 | 0.023151 | 0.02105 | 0.032091 | 0.029189 | 0.019439 | 0.017505 | 0.017244 | 0.016537 | 0.015553 | 0.017308 | 0.017347 | 0.014534 | 0.014323 | 0.011889
DSO | 2 | 26 | 2020 | Summer | Pc_net, [MW] | Expected | - | 0.11412 | 0.10722 | 0.097881 | 0.10271 | 0.10077 | 0.10296 | 0.14721 | 0.18602 | 0.18558 | 0.17681 | 0.17622 | 0.19313 | 0.20005 | 0.18552 | 0.16742 | 0.1576 | 0.16278 | 0.16256 | 0.15579 | 0.16963 | 0.17741 | 0.16582 | 0.14597 | 0.12164
DSO | 2 | 26 | 2020 | Summer | Qc, [MVAr] | Expected | - | -0.019413 | -0.0161 | -0.12 | -0.0025763 | -0.0016692 | 0.0072622 | -0.036265 | -0.076026 | -0.082404 | -0.053662 | -0.056092 | -0.060049 | -0.045626 | -0.051249 | -0.10035 | -0.031616 | -0.034006 | -0.03626 | -0.02921 | -0.012766 | -0.020353 | -0.011326 | 0.0090538 | 0.033922
DSO | 2 | 50 | 2020 | Summer | Pc, [MW] | Expected | - | 0 | 0 | 0 | 0 | 0 | 0 | 0 | 0 | 0 | 0 | 0 | 0 | 0 | 0 | 0 | 0 | 0 | 0 | 0 | 0 | 0 | 0 | 0 | 0
DSO | 2 | 50 | 2020 | Summer | Flex Up, [MW] | Expected | - | 0 | 0 | 0 | 0 | 0 | 0 | 0 | 0 | 0 | 0 | 0 | 0 | 0 | 0 | 0 | 0 | 0 | 0 | 0 | 0 | 0 | 0 | 0 | 0
DSO | 2 | 50 | 2020 | Summer | Flex Down, [MW] | Expected | - | 0 | 0 | 0 | 0 | 0 | 0 | 0 | 0 | 0 | 0 | 0 | 0 | 0 | 0 | 0 | 0 | 0 | 0 | 0 | 0 | 0 | 0 | 0 | 0
DSO | 2 | 50 | 2020 | Summer | Pc_net, [MW] | Expected | - | 0 | 0 | 0 | 0 | 0 | 0 | 0 | 0 | 0 | 0 | 0 | 0 | 0 | 0 | 0 | 0 | 0 | 0 | 0 | 0 | 0 | 0 | 0 | 0
DSO | 2 | 50 | 2020 | Summer | Qc, [MVAr] | Expected | - | 0 | 0 | 0 | 0 | 0 | 0 | 0 | 0 | 0 | 0 | 0 | 0 | 0 | 0 | 0 | 0 | 0 | 0 | 0 | 0 | 0 | 0 | 0 | 0
DSO | 2 | 51 | 2020 | Summer | Pc, [MW] | Expected | - | 0 | 0 | 0 | 0 | 0 | 0 | 0 | 0 | 0 | 0 | 0 | 0 | 0 | 0 | 0 | 0 | 0 | 0 | 0 | 0 | 0 | 0 | 0 | 0
DSO | 2 | 51 | 2020 | Summer | Flex Up, [MW] | Expected | - | 0 | 0 | 0 | 0 | 0 | 0 | 0 | 0 | 0 | 0 | 0 | 0 | 0 | 0 | 0 | 0 | 0 | 0 | 0 | 0 | 0 | 0 | 0 | 0
DSO | 2 | 51 | 2020 | Summer | Flex Down, [MW] | Expected | - | 0 | 0 | 0 | 0 | 0 | 0 | 0 | 0 | 0 | 0 | 0 | 0 | 0 | 0 | 0 | 0 | 0 | 0 | 0 | 0 | 0 | 0 | 0 | 0
DSO | 2 | 51 | 2020 | Summer | Pc_net, [MW] | Expected | - | 0 | 0 | 0 | 0 | 0 | 0 | 0 | 0 | 0 | 0 | 0 | 0 | 0 | 0 | 0 | 0 | 0 | 0 | 0 | 0 | 0 | 0 | 0 | 0
DSO | 2 | 51 | 2020 | Summer | Qc, [MVAr] | Expected | - | 0 | 0 | 0 | 0 | 0 | 0 | 0 | 0 | 0 | 0 | 0 | 0 | 0 | 0 | 0 | 0 | 0 | 0 | 0 | 0 | 0 | 0 | 0 | 0

## Generation
Operator | Connection Node ID | Network Node ID | Generator ID | Type | Year | Day | Quantity | Market Scenario | Operation Scenario | 0 | 1 | 2 | 3 | 4 | 5 | 6 | 7 | 8 | 9 | 10 | 11 | 12 | 13 | 14 | 15 | 16 | 17 | 18 | 19 | 20 | 21 | 22 | 23
TSO | - | 1 | 1 | Reference (TN) | 2020 | Summer | Pg, [MW] | 0 | 0 | 191.6556 | 229.8015 | 227.8261 | 206.5103 | 202.0283 | 209.0349 | 175.8402 | 18.6888 | 82.2133 | 116.687 | 75.2624 | 120.5428 | 120.5391 | 107.7732 | 197.1494 | 179.0357 | 102.5145 | 111.2828 | 107.276 | 76.2859 | 79.0377 | 176.7954 | 163.6219 | 170.3303
TSO | - | 1 | 1 | Reference (TN) | 2020 | Summer | Qg, [MVAr] | 0 | 0 | 0.75143 | -13.8656 | -33.8587 | -32.5548 | -34.9898 | -55.8432 | 4.5107 | 100.5886 | 84.5638 | 28.9332 | 69.2353 | 56.0253 | 46.4999 | 40.5987 | -19.2892 | 13.8544 | 11.7265 | 35.3727 | 88.4502 | 60.3495 | 68.5283 | 28.8574 | 22.0261 | 31.3849
TSO | - | 2 | 2 | Conventional (Gas) | 2020 | Summer | Pg, [MW] | 0 | 0 | 15.7412 | 22.379 | 13.1491 | 9.9512 | 13.7853 | 9.443 | 16.1767 | 57.2105 | 67.2148 | 74.3149 | 72.4693 | 53.8023 | 52.4158 | 63.7772 | 14.1561 | 17.6284 | 73.86 | 65.5626 | 44.013 | 74.1959 | 73.0988 | 14.2648 | 18.769 | 14.525
TSO | - | 2 | 2 | Conventional (Gas) | 2020 | Summer | Qg, [MVAr] | 0 | 0 | -8.9974 | -11.4691 | -12.8876 | -12.8767 | -12.7779 | -14.0106 | -8.8798 | 11.9046 | 9.8943 | -0.33581 | 7.2132 | 2.5634 | 3.7905 | 4.7305 | -2.5705 | -6.2788 | -6.7116 | -5.4773 | 1.1993 | 1.9353 | -0.5551 | 13.1552 | 18.1393 | -5.1256
TSO | - | 3 | 3 | Conventional (Gas) | 2020 | Summer | Pg, [MW] | 0 | 0 | 25.0267 | 31.8542 | 19.0753 | 12.7084 | 17.1494 | 12.4199 | 30.0258 | 127.0536 | 96.141 | 94.4547 | 106.0377 | 59.1451 | 58.539 | 90.7848 | 48.1262 | 41.6295 | 83.0956 | 80.8352 | 37.7628 | 57.8309 | 54.3424 | 36.8854 | 57.6116 | 42.904
TSO | - | 3 | 3 | Conventional (Gas) | 2020 | Summer | Qg, [MVAr] | 0 | 0 | -7.5327 | -7.8702 | -8.577 | -8.7395 | -8.7066 | -8.9837 | -7.3293 | 2.8991 | 1.1928 | 0.15223 | 15.0836 | -0.62947 | 3.6754 | 7.2483 | -4.3732 | -4.258 | -5.6525 | -5.2128 | 33.2415 | 18.5703 | 5.9948 | 18.3366 | -0.38319 | -6.5643
TSO | - | 6 | 4 | Conventional (Gas) | 2020 | Summer | Pg, [MW] | 0 | 0 | 14.6653 | 6.7169 | 18.6529 | 13.3787 | 13.0432 | 11.6601 | 12.4868 | 12.5926 | 29.5612 | 46.4389 | 41.31 | 28.7728 | 30.1018 | 60.329 | 32.7606 | 29.1362 | 44.7707 | 44.6712 | 16.8115 | 11.1257 | 11.3048 | 23.3442 | 23.7247 | 16.2537
TSO | - | 6 | 4 | Conventional (Gas) | 2020 | Summer | Qg, [MVAr] | 0 | 0 | 21.0188 | 19.8348 | 20.4087 | 19.729 | 19.2095 | 16.8731 | 19.6352 | 13.9955 | 15.0559 | 14.8401 | 16.8899 | 9.1127 | 10.9175 | 11.022 | 16.9677 | 15.7955 | 16.1202 | 16.1068 | 12.2343 | 11.1216 | 10.0585 | 12.2466 | 15.2864 | 20.2239
TSO | - | 8 | 5 | Conventional (Gas) | 2020 | Summer | Pg, [MW] | 0 | 0 | 187.7891 | 179.1866 | 177.0623 | 146.9088 | 169.9599 | 177.2551 | 169.6989 | 266.2298 | 256.6415 | 239.1045 | 248.4171 | 259.4319 | 247.7745 | 220.699 | 226.5452 | 218.3418 | 208.7104 | 210.4766 | 238.8423 | 285.6084 | 267.9114 | 262.4154 | 266.5057 | 200.4451
TSO | - | 8 | 5 | Conventional (Gas) | 2020 | Summer | Qg, [MVAr] | 0 | 0 | -80.5199 | -81.9019 | -83.2043 | -91.4189 | -88.7891 | -102.4429 | -89.4713 | -23.8343 | -63.1064 | -67.2905 | -49.529 | -46.0193 | -45.1751 | -44.0421 | -61.5347 | -77.7468 | -81.9149 | -83.9399 | -23.1812 | -16.7709 | -25.0266 | -16.2015 | -31.7516 | -60.3034
TSO | - | 9 | 6 | Conventional (Gas) | 2020 | Summer | Pg, [MW] | 0 | 0 | 58.7354 | 90.3158 | 7.3323 | 55.5997 | 7.0535 | 6.7088 | 71.6999 | 89.165 | 88.7871 | 84.3462 | 89.4437 | 89.7169 | 89.1296 | 84.9282 | 70.6478 | 71.6489 | 77.4065 | 76.4484 | 73.907 | 92.2402 | 92.9314 | 76.6878 | 89.5658 | 86.6474
TSO | - | 9 | 6 | Conventional (Gas) | 2020 | Summer | Qg, [MVAr] | 0 | 0 | 0.72608 | 1.0631 | -0.13521 | -0.36568 | -0.70846 | -1.0096 | 0.64755 | 3.1675 | 2.0736 | 1.6656 | 2.0206 | 2.0211 | 2.1531 | 2.2309 | 1.4935 | 1.645 | 1.4843 | 1.5006 | 3.4936 | 3.567 | 3.2805 | 3.3474 | 2.7824 | 0.99976
TSO | - | 12 | 7 | Conventional (Gas) | 2020 | Summer | Pg, [MW] | 0 | 0 | 233.7955 | 173.1466 | 183.5681 | 198.3137 | 224.0082 | 176.0632 | 319.3247 | 263.8661 | 276.0866 | 302.3945 | 246.5716 | 311.9556 | 317.8241 | 324.0822 | 333.6878 | 344.4803 | 327.6351 | 314.1197 | 352.5293 | 352.6648 | 352.6576 | 392.5277 | 305.3251 | 293.6388
TSO | - | 12 | 7 | Conventional (Gas) | 2020 | Summer | Qg, [MVAr] | 0 | 0 | -145.5508 | -145.9267 | -147.0771 | -147.4769 | -147.4814 | -148.0725 | -144.8998 | -124.3358 | 6.8658 | 63.5552 | -4.9952 | 72.9777 | 75.5566 | 72.5417 | 43.7172 | 15.1029 | 47.4072 | 48.6105 | -138.8276 | -133.0043 | -134.7929 | -139.6447 | -139.667 | -144.8624
TSO | - | 1 | 1 | Reference (TN) | 2020 | Summer | Pg, [MW] | Expected | - | 191.6556 | 229.8015 | 227.8261 | 206.5103 | 202.0283 | 209.0349 | 175.8402 | 18.6888 | 82.2133 | 116.687 | 75.2624 | 120.5428 | 120.5391 | 107.7732 | 197.1494 | 179.0357 | 102.5145 | 111.2828 | 107.276 | 76.2859 | 79.0377 | 176.7954 | 163.6219 | 170.3303
TSO | - | 1 | 1 | Reference (TN) | 2020 | Summer | Qg, [MVAr] | Expected | - | 0.75143 | -13.8656 | -33.8587 | -32.5548 | -34.9898 | -55.8432 | 4.5107 | 100.5886 | 84.5638 | 28.9332 | 69.2353 | 56.0253 | 46.4999 | 40.5987 | -19.2892 | 13.8544 | 11.7265 | 35.3727 | 88.4502 | 60.3495 | 68.5283 | 28.8574 | 22.0261 | 31.3849
TSO | - | 2 | 2 | Conventional (Gas) | 2020 | Summer | Pg, [MW] | Expected | - | 15.7412 | 22.379 | 13.1491 | 9.9512 | 13.7853 | 9.443 | 16.1767 | 57.2105 | 67.2148 | 74.3149 | 72.4693 | 53.8023 | 52.4158 | 63.7772 | 14.1561 | 17.6284 | 73.86 | 65.5626 | 44.013 | 74.1959 | 73.0988 | 14.2648 | 18.769 | 14.525
TSO | - | 2 | 2 | Conventional (Gas) | 2020 | Summer | Qg, [MVAr] | Expected | - | -8.9974 | -11.4691 | -12.8876 | -12.8767 | -12.7779 | -14.0106 | -8.8798 | 11.9046 | 9.8943 | -0.33581 | 7.2132 | 2.5634 | 3.7905 | 4.7305 | -2.5705 | -6.2788 | -6.7116 | -5.4773 | 1.1993 | 1.9353 | -0.5551 | 13.1552 | 18.1393 | -5.1256
TSO | - | 3 | 3 | Conventional (Gas) | 2020 | Summer | Pg, [MW] | Expected | - | 25.0267 | 31.8542 | 19.0753 | 12.7084 | 17.1494 | 12.4199 | 30.0258 | 127.0536 | 96.141 | 94.4547 | 106.0377 | 59.1451 | 58.539 | 90.7848 | 48.1262 | 41.6295 | 83.0956 | 80.8352 | 37.7628 | 57.8309 | 54.3424 | 36.8854 | 57.6116 | 42.904
TSO | - | 3 | 3 | Conventional (Gas) | 2020 | Summer | Qg, [MVAr] | Expected | - | -7.5327 | -7.8702 | -8.577 | -8.7395 | -8.7066 | -8.9837 | -7.3293 | 2.8991 | 1.1928 | 0.15223 | 15.0836 | -0.62947 | 3.6754 | 7.2483 | -4.3732 | -4.258 | -5.6525 | -5.2128 | 33.2415 | 18.5703 | 5.9948 | 18.3366 | -0.38319 | -6.5643
TSO | - | 6 | 4 | Conventional (Gas) | 2020 | Summer | Pg, [MW] | Expected | - | 14.6653 | 6.7169 | 18.6529 | 13.3787 | 13.0432 | 11.6601 | 12.4868 | 12.5926 | 29.5612 | 46.4389 | 41.31 | 28.7728 | 30.1018 | 60.329 | 32.7606 | 29.1362 | 44.7707 | 44.6712 | 16.8115 | 11.1257 | 11.3048 | 23.3442 | 23.7247 | 16.2537
TSO | - | 6 | 4 | Conventional (Gas) | 2020 | Summer | Qg, [MVAr] | Expected | - | 21.0188 | 19.8348 | 20.4087 | 19.729 | 19.2095 | 16.8731 | 19.6352 | 13.9955 | 15.0559 | 14.8401 | 16.8899 | 9.1127 | 10.9175 | 11.022 | 16.9677 | 15.7955 | 16.1202 | 16.1068 | 12.2343 | 11.1216 | 10.0585 | 12.2466 | 15.2864 | 20.2239
TSO | - | 8 | 5 | Conventional (Gas) | 2020 | Summer | Pg, [MW] | Expected | - | 187.7891 | 179.1866 | 177.0623 | 146.9088 | 169.9599 | 177.2551 | 169.6989 | 266.2298 | 256.6415 | 239.1045 | 248.4171 | 259.4319 | 247.7745 | 220.699 | 226.5452 | 218.3418 | 208.7104 | 210.4766 | 238.8423 | 285.6084 | 267.9114 | 262.4154 | 266.5057 | 200.4451
TSO | - | 8 | 5 | Conventional (Gas) | 2020 | Summer | Qg, [MVAr] | Expected | - | -80.5199 | -81.9019 | -83.2043 | -91.4189 | -88.7891 | -102.4429 | -89.4713 | -23.8343 | -63.1064 | -67.2905 | -49.529 | -46.0193 | -45.1751 | -44.0421 | -61.5347 | -77.7468 | -81.9149 | -83.9399 | -23.1812 | -16.7709 | -25.0266 | -16.2015 | -31.7516 | -60.3034
TSO | - | 9 | 6 | Conventional (Gas) | 2020 | Summer | Pg, [MW] | Expected | - | 58.7354 | 90.3158 | 7.3323 | 55.5997 | 7.0535 | 6.7088 | 71.6999 | 89.165 | 88.7871 | 84.3462 | 89.4437 | 89.7169 | 89.1296 | 84.9282 | 70.6478 | 71.6489 | 77.4065 | 76.4484 | 73.907 | 92.2402 | 92.9314 | 76.6878 | 89.5658 | 86.6474
TSO | - | 9 | 6 | Conventional (Gas) | 2020 | Summer | Qg, [MVAr] | Expected | - | 0.72608 | 1.0631 | -0.13521 | -0.36568 | -0.70846 | -1.0096 | 0.64755 | 3.1675 | 2.0736 | 1.6656 | 2.0206 | 2.0211 | 2.1531 | 2.2309 | 1.4935 | 1.645 | 1.4843 | 1.5006 | 3.4936 | 3.567 | 3.2805 | 3.3474 | 2.7824 | 0.99976
TSO | - | 12 | 7 | Conventional (Gas) | 2020 | Summer | Pg, [MW] | Expected | - | 233.7955 | 173.1466 | 183.5681 | 198.3137 | 224.0082 | 176.0632 | 319.3247 | 263.8661 | 276.0866 | 302.3945 | 246.5716 | 311.9556 | 317.8241 | 324.0822 | 333.6878 | 344.4803 | 327.6351 | 314.1197 | 352.5293 | 352.6648 | 352.6576 | 392.5277 | 305.3251 | 293.6388
TSO | - | 12 | 7 | Conventional (Gas) | 2020 | Summer | Qg, [MVAr] | Expected | - | -145.5508 | -145.9267 | -147.0771 | -147.4769 | -147.4814 | -148.0725 | -144.8998 | -124.3358 | 6.8658 | 63.5552 | -4.9952 | 72.9777 | 75.5566 | 72.5417 | 43.7172 | 15.1029 | 47.4072 | 48.6105 | -138.8276 | -133.0043 | -134.7929 | -139.6447 | -139.667 | -144.8624
DSO | 2 | 51 | 1 | Reference (TN) | 2020 | Summer | Pg, [MW] | 0 | 0 | 7.7545 | 7.3126 | 6.6642 | 6.8059 | 6.7487 | 6.8718 | 8.2487 | 9.5784 | 8.692 | 3.6894 | 0.2238 | -1.0812 | -0.32762 | -1.206 | 1.5662 | 3.5577 | 6.5241 | 9.4179 | 9.3925 | 9.7543 | 10.4722 | 10.5048 | 9.5242 | 8.3132
DSO | 2 | 51 | 1 | Reference (TN) | 2020 | Summer | Qg, [MVAr] | 0 | 0 | 16.3199 | 17.1923 | 18.3955 | 17.7112 | 18.186 | 18.8577 | 16.9471 | 13.9749 | 13.6991 | 16.7046 | 19.3271 | 19.0418 | 18.6311 | 19.2272 | 18.8607 | 17.7638 | 15.8458 | 13.3443 | 13.4269 | 11.9396 | 10.6325 | 11.2087 | 13.4521 | 15.2621
DSO | 2 | 22 | 2 | Renewable (Solar) | 2020 | Summer | Pg, [MW] | 0 | 0 | 0 | 0 | 0 | 0 | 0 | 0 | 0 | 0 | 0.283 | 1.1099 | 1.6258 | 1.975 | 1.8245 | 1.9369 | 1.411 | 1.0337 | 0.55396 | 0.038135 | 0 | 0 | 0 | 0 | 0 | 0
DSO | 2 | 22 | 2 | Renewable (Solar) | 2020 | Summer | Qg, [MVAr] | 0 | 0 | 0 | 0 | 0 | 0 | 0 | 0 | 0 | 0 | 0 | 0 | 0 | 0 | 0 | 0 | 0 | 0 | 0 | 0 | 0 | 0 | 0 | 0 | 0 | 0
DSO | 2 | 24 | 3 | Renewable (Solar) | 2020 | Summer | Pg, [MW] | 0 | 0 | 0 | 0 | 0 | 0 | 0 | 0 | 0 | 0 | 0.29017 | 1.138 | 1.6669 | 2.025 | 1.8707 | 1.9859 | 1.4467 | 1.0598 | 0.56799 | 0.039101 | 0 | 0 | 0 | 0 | 0 | 0
DSO | 2 | 24 | 3 | Renewable (Solar) | 2020 | Summer | Qg, [MVAr] | 0 | 0 | 0 | 0 | 0 | 0 | 0 | 0 | 0 | 0 | 0 | 0 | 0 | 0 | 0 | 0 | 0 | 0 | 0 | 0 | 0 | 0 | 0 | 0 | 0 | 0
DSO | 2 | 26 | 4 | Renewable (Solar) | 2020 | Summer | Pg, [MW] | 0 | 0 | 0 | 0 | 0 | 0 | 0 | 0 | 0 | 0 | 0.5875 | 2.3042 | 3.375 | 4.1 | 3.7875 | 4.0208 | 2.9292 | 2.1458 | 1.15 | 0.079167 | 0 | 0 | 0 | 0 | 0 | 0
DSO | 2 | 26 | 4 | Renewable (Solar) | 2020 | Summer | Qg, [MVAr] | 0 | 0 | 0 | 0 | 0 | 0 | 0 | 0 | 0 | 0 | 0 | 0 | 0 | 0 | 0 | 0 | 0 | 0 | 0 | 0 | 0 | 0 | 0 | 0 | 0 | 0
DSO | 2 | 9 | 5 | Renewable (Wind) | 2020 | Summer | Pg, [MW] | 0 | 0 | 0.33351 | 0.3399 | 0.36511 | 0.36511 | 0.39013 | 0.37753 | 0.37132 | 0.37753 | 0.6294 | 0.75524 | 0.75524 | 0.66081 | 0.69223 | 0.66081 | 0.6294 | 0.67342 | 0.75524 | 0.78666 | 0.81825 | 0.9125 | 0.81825 | 0.59798 | 0.40913 | 0.36511
DSO | 2 | 9 | 5 | Renewable (Wind) | 2020 | Summer | Qg, [MVAr] | 0 | 0 | 0 | 0 | 0 | 0 | 0 | 0 | 0 | 0 | 0 | 0 | 0 | 0 | 0 | 0 | 0 | 0 | 0 | 0 | 0 | 0 | 0 | 0 | 0 | 0
DSO | 2 | 4 | 6 | Renewable (Solar) | 2020 | Summer | Pg, [MW] | 0 | 0 | 0 | 0 | 0 | 0 | 0 | 0 | 0 | 0 | 0.13971 | 0.54794 | 0.80259 | 0.975 | 0.90069 | 0.95617 | 0.69657 | 0.51029 | 0.27348 | 0.018826 | 0 | 0 | 0 | 0 | 0 | 0
DSO | 2 | 4 | 6 | Renewable (Solar) | 2020 | Summer | Qg, [MVAr] | 0 | 0 | 0 | 0 | 0 | 0 | 0 | 0 | 0 | 0 | 0 | 0 | 0 | 0 | 0 | 0 | 0 | 0 | 0 | 0 | 0 | 0 | 0 | 0 | 0 | 0
DSO | 2 | 6 | 7 | Renewable (Solar) | 2020 | Summer | Pg, [MW] | 0 | 0 | 0 | 0 | 0 | 0 | 0 | 0 | 0 | 0 | 0.14867 | 0.58307 | 0.85404 | 1.0375 | 0.95842 | 1.0175 | 0.74122 | 0.543 | 0.29101 | 0.020033 | 0 | 0 | 0 | 0 | 0 | 0
DSO | 2 | 6 | 7 | Renewable (Solar) | 2020 | Summer | Qg, [MVAr] | 0 | 0 | 0 | 0 | 0 | 0 | 0 | 0 | 0 | 0 | 0 | 0 | 0 | 0 | 0 | 0 | 0 | 0 | 0 | 0 | 0 | 0 | 0 | 0 | 0 | 0
DSO | 2 | 8 | 8 | Renewable (Solar) | 2020 | Summer | Pg, [MW] | 0 | 0 | 0 | 0 | 0 | 0 | 0 | 0 | 0 | 0 | 0.28659 | 1.124 | 1.6463 | 2 | 1.8476 | 1.9614 | 1.4289 | 1.0467 | 0.56098 | 0.038618 | 0 | 0 | 0 | 0 | 0 | 0
DSO | 2 | 8 | 8 | Renewable (Solar) | 2020 | Summer | Qg, [MVAr] | 0 | 0 | 0 | 0 | 0 | 0 | 0 | 0 | 0 | 0 | 0 | 0 | 0 | 0 | 0 | 0 | 0 | 0 | 0 | 0 | 0 | 0 | 0 | 0 | 0 | 0
DSO | 2 | 51 | 1 | Reference (TN) | 2020 | Summer | Pg, [MW] | Expected | - | 7.7545 | 7.3126 | 6.6642 | 6.8059 | 6.7487 | 6.8718 | 8.2487 | 9.5784 | 8.692 | 3.6894 | 0.2238 | -1.0812 | -0.32762 | -1.206 | 1.5662 | 3.5577 | 6.5241 | 9.4179 | 9.3925 | 9.7543 | 10.4722 | 10.5048 | 9.5242 | 8.3132
DSO | 2 | 51 | 1 | Reference (TN) | 2020 | Summer | Qg, [MVAr] | Expected | - | 16.3199 | 17.1923 | 18.3955 | 17.7112 | 18.186 | 18.8577 | 16.9471 | 13.9749 | 13.6991 | 16.7046 | 19.3271 | 19.0418 | 18.6311 | 19.2272 | 18.8607 | 17.7638 | 15.8458 | 13.3443 | 13.4269 | 11.9396 | 10.6325 | 11.2087 | 13.4521 | 15.2621
DSO | 2 | 22 | 2 | Renewable (Solar) | 2020 | Summer | Pg, [MW] | Expected | - | 0 | 0 | 0 | 0 | 0 | 0 | 0 | 0 | 0.283 | 1.1099 | 1.6258 | 1.975 | 1.8245 | 1.9369 | 1.411 | 1.0337 | 0.55396 | 0.038135 | 0 | 0 | 0 | 0 | 0 | 0
DSO | 2 | 22 | 2 | Renewable (Solar) | 2020 | Summer | Qg, [MVAr] | Expected | - | 0 | 0 | 0 | 0 | 0 | 0 | 0 | 0 | 0 | 0 | 0 | 0 | 0 | 0 | 0 | 0 | 0 | 0 | 0 | 0 | 0 | 0 | 0 | 0
DSO | 2 | 24 | 3 | Renewable (Solar) | 2020 | Summer | Pg, [MW] | Expected | - | 0 | 0 | 0 | 0 | 0 | 0 | 0 | 0 | 0.29017 | 1.138 | 1.6669 | 2.025 | 1.8707 | 1.9859 | 1.4467 | 1.0598 | 0.56799 | 0.039101 | 0 | 0 | 0 | 0 | 0 | 0
DSO | 2 | 24 | 3 | Renewable (Solar) | 2020 | Summer | Qg, [MVAr] | Expected | - | 0 | 0 | 0 | 0 | 0 | 0 | 0 | 0 | 0 | 0 | 0 | 0 | 0 | 0 | 0 | 0 | 0 | 0 | 0 | 0 | 0 | 0 | 0 | 0
DSO | 2 | 26 | 4 | Renewable (Solar) | 2020 | Summer | Pg, [MW] | Expected | - | 0 | 0 | 0 | 0 | 0 | 0 | 0 | 0 | 0.5875 | 2.3042 | 3.375 | 4.1 | 3.7875 | 4.0208 | 2.9292 | 2.1458 | 1.15 | 0.079167 | 0 | 0 | 0 | 0 | 0 | 0
DSO | 2 | 26 | 4 | Renewable (Solar) | 2020 | Summer | Qg, [MVAr] | Expected | - | 0 | 0 | 0 | 0 | 0 | 0 | 0 | 0 | 0 | 0 | 0 | 0 | 0 | 0 | 0 | 0 | 0 | 0 | 0 | 0 | 0 | 0 | 0 | 0
DSO | 2 | 9 | 5 | Renewable (Wind) | 2020 | Summer | Pg, [MW] | Expected | - | 0.33351 | 0.3399 | 0.36511 | 0.36511 | 0.39013 | 0.37753 | 0.37132 | 0.37753 | 0.6294 | 0.75524 | 0.75524 | 0.66081 | 0.69223 | 0.66081 | 0.6294 | 0.67342 | 0.75524 | 0.78666 | 0.81825 | 0.9125 | 0.81825 | 0.59798 | 0.40913 | 0.36511
DSO | 2 | 9 | 5 | Renewable (Wind) | 2020 | Summer | Qg, [MVAr] | Expected | - | 0 | 0 | 0 | 0 | 0 | 0 | 0 | 0 | 0 | 0 | 0 | 0 | 0 | 0 | 0 | 0 | 0 | 0 | 0 | 0 | 0 | 0 | 0 | 0
DSO | 2 | 4 | 6 | Renewable (Solar) | 2020 | Summer | Pg, [MW] | Expected | - | 0 | 0 | 0 | 0 | 0 | 0 | 0 | 0 | 0.13971 | 0.54794 | 0.80259 | 0.975 | 0.90069 | 0.95617 | 0.69657 | 0.51029 | 0.27348 | 0.018826 | 0 | 0 | 0 | 0 | 0 | 0
DSO | 2 | 4 | 6 | Renewable (Solar) | 2020 | Summer | Qg, [MVAr] | Expected | - | 0 | 0 | 0 | 0 | 0 | 0 | 0 | 0 | 0 | 0 | 0 | 0 | 0 | 0 | 0 | 0 | 0 | 0 | 0 | 0 | 0 | 0 | 0 | 0
DSO | 2 | 6 | 7 | Renewable (Solar) | 2020 | Summer | Pg, [MW] | Expected | - | 0 | 0 | 0 | 0 | 0 | 0 | 0 | 0 | 0.14867 | 0.58307 | 0.85404 | 1.0375 | 0.95842 | 1.0175 | 0.74122 | 0.543 | 0.29101 | 0.020033 | 0 | 0 | 0 | 0 | 0 | 0
DSO | 2 | 6 | 7 | Renewable (Solar) | 2020 | Summer | Qg, [MVAr] | Expected | - | 0 | 0 | 0 | 0 | 0 | 0 | 0 | 0 | 0 | 0 | 0 | 0 | 0 | 0 | 0 | 0 | 0 | 0 | 0 | 0 | 0 | 0 | 0 | 0
DSO | 2 | 8 | 8 | Renewable (Solar) | 2020 | Summer | Pg, [MW] | Expected | - | 0 | 0 | 0 | 0 | 0 | 0 | 0 | 0 | 0.28659 | 1.124 | 1.6463 | 2 | 1.8476 | 1.9614 | 1.4289 | 1.0467 | 0.56098 | 0.038618 | 0 | 0 | 0 | 0 | 0 | 0
DSO | 2 | 8 | 8 | Renewable (Solar) | 2020 | Summer | Qg, [MVAr] | Expected | - | 0 | 0 | 0 | 0 | 0 | 0 | 0 | 0 | 0 | 0 | 0 | 0 | 0 | 0 | 0 | 0 | 0 | 0 | 0 | 0 | 0 | 0 | 0 | 0

## Branch Losses
Operator | Connection Node ID | From Node ID | To Node ID | Year | Day | Quantity | Market Scenario | Operation Scenario | 0 | 1 | 2 | 3 | 4 | 5 | 6 | 7 | 8 | 9 | 10 | 11 | 12 | 13 | 14 | 15 | 16 | 17 | 18 | 19 | 20 | 21 | 22 | 23
TSO | - | 1 | 2 | 2020 | Summer | P, [MW] | 0 | 0 | 64.8218 | 44.2433 | 74.9292 | 83.4301 | 73.113 | 85.2738 | 60.8658 | 122.33 | 91.4701 | 97.2487 | 109.0723 | 37.6244 | 33.1464 | 69.0375 | 56.8499 | 53.752 | 81.8558 | 66.3919 | 13.4489 | 77.1495 | 73.3743 | 62.4534 | 31.8666 | 46.917
TSO | - | 2 | 3 | 2020 | Summer | P, [MW] | 0 | 0 | 91.3487 | 84.3095 | 96.3852 | 98.4274 | 95.8615 | 99.1693 | 88.3009 | 13.7152 | 36.4833 | 45.3413 | 29.5268 | 63.2835 | 65.1004 | 51.9182 | 79.2668 | 82.8893 | 59.9775 | 58.6032 | 68.4966 | 65.1142 | 66.6804 | 84.5499 | 63.7538 | 70.7099
TSO | - | 3 | 4 | 2020 | Summer | P, [MW] | 0 | 0 | 37.7861 | 34.7146 | 34.9732 | 35.724 | 36.9852 | 39.9248 | 46.6308 | 29.5983 | 34.6396 | 31.5883 | 26.6972 | 27.5147 | 26.4178 | 26.3133 | 31.3839 | 31.6176 | 33.6438 | 32.5684 | 25.5821 | 26.3648 | 26.5453 | 32.1096 | 26.4479 | 28.5851
TSO | - | 4 | 5 | 2020 | Summer | P, [MW] | 0 | 0 | 1.3326 | 0.29021 | 2.1861 | 2.8821 | 2.1429 | 2.0964 | 0.88721 | 6.7198 | 4.1499 | 3.8996 | 3.7792 | 5.7951 | 5.6125 | 5.6801 | 2.0574 | 1.9492 | 0.79376 | 1.0177 | 3.8135 | 5.8207 | 5.7488 | 3.5629 | 2.4703 | 0.63916
TSO | - | 4 | 6 | 2020 | Summer | P, [MW] | 0 | 0 | 3.4856 | 3.1703 | 0.94066 | 0.25006 | 0.24209 | 0.24177 | 4.3387 | 17.8987 | 16.4997 | 16.7471 | 16.6275 | 20.5096 | 19.8755 | 20.4465 | 15.5668 | 14.0895 | 12.3211 | 12.3944 | 15.748 | 18.1661 | 18.7404 | 17.8219 | 17.1236 | 11.2324
TSO | - | 6 | 7 | 2020 | Summer | P, [MW] | 0 | 0 | 20.0055 | 12.6603 | 25.993 | 20.452 | 20.4459 | 18.4088 | 16.6498 | 8.5192 | 26.7354 | 44.0404 | 39.3249 | 22.7312 | 24.7146 | 55.4561 | 31.683 | 28.5439 | 46.1593 | 45.9191 | 14.5603 | 7.5263 | 7.262 | 20.3858 | 21.7929 | 17.1481
TSO | - | 6 | 8 | 2020 | Summer | P, [MW] | 0 | 0 | 0.13512 | 5.0669 | 8.6005 | 6.0703 | 6.9813 | 5.1403 | 2.539 | 24.2804 | 8.541 | 6.5408 | 1.2445 | 16.7871 | 14.2944 | 13.7321 | 7.9313 | 7.34 | 9.7899 | 9.9335 | 19.96 | 28.421 | 29.683 | 19.9985 | 20.2407 | 14.8377
TSO | - | 8 | 9 | 2020 | Summer | P, [MW] | 0 | 0 | 86.1674 | 66.28 | 111.2336 | 52.0932 | 103.9593 | 105.7009 | 65.0799 | 174.6444 | 171.1682 | 163.7908 | 180.5237 | 173.4362 | 172.8204 | 167.7256 | 158.5997 | 143.9942 | 150.6675 | 148.4257 | 122.5321 | 163.1689 | 157.4874 | 148.955 | 165.6386 | 114.2022
TSO | - | 9 | 10 | 2020 | Summer | P, [MW] | 0 | 0 | 24.7397 | 41.4735 | 17.1311 | 25.8702 | 16.5261 | 15.1462 | 22.0701 | 55.1973 | 48.4764 | 45.2885 | 49.0081 | 41.1423 | 36.6723 | 33.524 | 25.7102 | 21.299 | 33.6132 | 32.9669 | 22.0704 | 40.9057 | 39.344 | 26.1109 | 40.4166 | 40.0054
TSO | - | 9 | 11 | 2020 | Summer | P, [MW] | 0 | 0 | 21.499 | 37.7281 | 6.0946 | 17.7334 | 5.5599 | 0.356 | 19.6644 | 54.7797 | 42.4099 | 31.6901 | 39.4138 | 35.3561 | 32.1569 | 31.8353 | 22.3408 | 25.983 | 28.5992 | 27.5817 | 27.3608 | 46.2937 | 45.8137 | 32.0302 | 44.5951 | 38.8411
TSO | - | 9 | 12 | 2020 | Summer | P, [MW] | 0 | 0 | 9.195 | 23.9036 | 3.359 | 12.1693 | 4.5774 | 3.8225 | 5.4285 | 33.5389 | 26.0091 | 21.128 | 25.7141 | 16.7617 | 12.1972 | 5.5104 | 0.41577 | 4.2168 | 9.5223 | 8.5565 | 1.2029 | 17.131 | 15.7506 | 1.3144 | 17.2054 | 20.6764
TSO | - | 9 | 13 | 2020 | Summer | P, [MW] | 0 | 0 | 7.566 | 23.8448 | 5.9404 | 6.6654 | 5.5853 | 11.904 | 4.196 | 37.5937 | 25.2296 | 16.0831 | 24.2822 | 18.4279 | 15.2854 | 14.3897 | 4.4255 | 8.7283 | 12.1391 | 11.058 | 10.3495 | 28.4272 | 27.6949 | 13.5219 | 28.6266 | 25.0711
TSO | - | 13 | 14 | 2020 | Summer | P, [MW] | 0 | 0 | 21.1917 | 22.2895 | 31.9169 | 29.0174 | 31.4674 | 28.7935 | 9.2477 | 5.3169 | 17.5417 | 12.5739 | 16.718 | 6.1915 | 14.8947 | 5.5632 | 18.8447 | 13.3425 | 0.69775 | 1.7153 | 21.9807 | 7.0581 | 17.6749 | 16.1787 | 0.30117 | 8.6881
TSO | - | 13 | 15 | 2020 | Summer | P, [MW] | 0 | 0 | 51.9568 | 53.2984 | 60.5532 | 54.9763 | 59.128 | 53.1809 | 37.2815 | 31.4257 | 47.1081 | 49.4064 | 54.4139 | 29.6738 | 28.7176 | 49.1215 | 34.002 | 37.6702 | 51.7862 | 50.1648 | 13.0966 | 29.1738 | 22.821 | 29.1669 | 45.5259 | 44.8819
TSO | - | 1 | 15 | 2020 | Summer | P, [MW] | 0 | 0 | 133.6565 | 126.1558 | 142.9069 | 139.8056 | 140.2146 | 138.9093 | 120.7611 | 21.3159 | 74.3004 | 85.6992 | 76.0854 | 94.8788 | 100.1 | 105.5652 | 134.2417 | 135.1853 | 104.6333 | 106.6643 | 88.0768 | 83.4166 | 83.4389 | 129.8033 | 119.5768 | 118.4949
TSO | - | 1 | 16 | 2020 | Summer | P, [MW] | 0 | 0 | 77.3247 | 80.4134 | 82.1773 | 81.0688 | 81.1156 | 81.4988 | 68.4154 | 51.6063 | 73.2771 | 78.0688 | 76.5112 | 69.6826 | 68.0465 | 71.0162 | 72.0186 | 67.7247 | 74.5933 | 74.4506 | 45.2869 | 58.1351 | 54.9929 | 65.122 | 74.1038 | 75.723
TSO | - | 1 | 17 | 2020 | Summer | P, [MW] | 0 | 0 | 94.8635 | 96.376 | 97.9448 | 97.5475 | 98.4595 | 99.378 | 92.6835 | 81.7507 | 99.4862 | 99.7132 | 99.8792 | 98.4916 | 97.3376 | 97.4382 | 98.3266 | 90.9934 | 98.9571 | 99.0193 | 72.6631 | 83.2306 | 84.6337 | 90.7677 | 92.7939 | 94.0216
TSO | - | 3 | 15 | 2020 | Summer | P, [MW] | 0 | 0 | 47.1714 | 57.3596 | 47.9833 | 33.7207 | 43.956 | 29.4401 | 34.2302 | 130.5504 | 114.7929 | 119.9771 | 137.7973 | 72.6177 | 75.5003 | 125.2386 | 63.9176 | 62.5809 | 119.2497 | 115.3011 | 45.9608 | 78.9872 | 75.3379 | 52.3458 | 86.0367 | 63.6115
TSO | - | 4 | 18 | 2020 | Summer | P, [MW] | 0 | 0 | 39.864 | 37.5255 | 33.6592 | 32.5197 | 34.5244 | 37.9851 | 49.9805 | 54.1352 | 55.1952 | 52.1445 | 47.0253 | 53.7303 | 51.8183 | 52.3517 | 48.9173 | 47.5712 | 46.6752 | 45.9014 | 45.0757 | 50.2766 | 50.9566 | 53.4121 | 45.9676 | 40.3903
TSO | - | 5 | 6 | 2020 | Summer | P, [MW] | 0 | 0 | 5.4711 | 2.4499 | 1.5191 | 0.24234 | 1.3411 | 0.70952 | 6.2952 | 22.8586 | 24.2229 | 25.2884 | 25.1704 | 30.8968 | 29.7121 | 30.7023 | 25.9617 | 22.7549 | 20.9798 | 20.8105 | 23.088 | 24.7726 | 26.0707 | 28.2634 | 28.5275 | 18.7211
TSO | - | 7 | 8 | 2020 | Summer | P, [MW] | 0 | 0 | 27.4647 | 29.6935 | 15.5686 | 13.8908 | 11.7071 | 13.2577 | 29.1795 | 70.2693 | 58.0187 | 46.2803 | 52.2443 | 72.6369 | 69.3398 | 45.513 | 63.4131 | 57.5419 | 41.1714 | 40.5275 | 68.3658 | 78.8624 | 81.5602 | 76.6984 | 79.0678 | 59.3193
TSO | - | 10 | 12 | 2020 | Summer | P, [MW] | 0 | 0 | 10.6779 | 1.9072 | 14.3572 | 5.1762 | 10.7553 | 10.7262 | 16.036 | 5.8178 | 4.4842 | 12.0835 | 5.6314 | 16.8586 | 21.6202 | 33.1012 | 36.1942 | 39.1123 | 23.6018 | 25.0374 | 31.2188 | 13.2805 | 14.4843 | 30.6108 | 12.4622 | 3.7775
TSO | - | 11 | 13 | 2020 | Summer | P, [MW] | 0 | 0 | 8.6198 | 7.8345 | 19.9691 | 6.1853 | 18.6016 | 26.2619 | 13.8387 | 17.6355 | 5.0053 | 2.3013 | 6.5276 | 1.5061 | 4.6173 | 6.145 | 16.6324 | 11.5665 | 7.2607 | 8.41 | 9.3104 | 7.7717 | 6.7189 | 7.8637 | 10.1706 | 9.1239
TSO | - | 12 | 13 | 2020 | Summer | P, [MW] | 0 | 0 | 32.7931 | 63.5699 | 39.9223 | 50.3502 | 44.78 | 57.8584 | 22.4774 | 74.029 | 55.1667 | 51.4732 | 58.2924 | 22.4147 | 7.3964 | 23.1327 | 22.7801 | 53.0542 | 3.7107 | 1.7677 | 24.8105 | 17.7962 | 12.2081 | 20.6444 | 17.501 | 43.8354
TSO | - | 12 | 16 | 2020 | Summer | P, [MW] | 0 | 0 | 18.9075 | 26.7292 | 29.503 | 30.5608 | 31.1408 | 31.8532 | 5.0042 | 20.9122 | 6.5327 | 3.2606 | 4.5532 | 13.257 | 15.1131 | 16.1311 | 7.4634 | 14.1832 | 5.686 | 5.8927 | 31.192 | 18.4109 | 20.7743 | 16.7536 | 3.9288 | 8.3275
TSO | - | 12 | 17 | 2020 | Summer | P, [MW] | 0 | 0 | 40.8955 | 47.1078 | 49.5203 | 48.9946 | 48.8007 | 49.0183 | 25.5987 | 1.1447 | 21.532 | 28.4406 | 26.0322 | 14.8641 | 12.7171 | 15.7172 | 20.2885 | 16.8231 | 23.7177 | 23.348 | 5.5573 | 8.7324 | 3.2927 | 12.9207 | 27.8334 | 34.6395
TSO | - | 14 | 15 | 2020 | Summer | P, [MW] | 0 | 0 | 66.0989 | 67.3767 | 71.2452 | 64.6766 | 69.3511 | 61.9819 | 52.2378 | 45.9494 | 60.9043 | 68.3219 | 73.1691 | 51.8354 | 57.175 | 82.0792 | 68.8071 | 70.3318 | 81.433 | 80.7646 | 38.647 | 52.2903 | 50.6719 | 59.6525 | 73.043 | 64.8508
TSO | - | 18 | 19 | 2020 | Summer | P, [MW] | 0 | 0 | 5.4714 | 6.3824 | 6.8664 | 2.9689 | 3.9592 | 4.8056 | 3.3401 | 3.5114 | 2.1695 | 0.75111 | 0.43358 | 1.419 | 1.3817 | 2.9872 | 5.3756 | 5.0927 | 5.5089 | 5.4193 | 3.2554 | 3.6089 | 3.7891 | 3.8103 | 2.2531 | 2.7646
TSO | - | 19 | 20 | 2020 | Summer | P, [MW] | 0 | 0 | 1.0215 | 1.9303 | 1.3039 | 1.8533 | 1.7343 | 0.81796 | 1.2078 | 1.2882 | 2.1596 | 5.9272 | 7.0546 | 4.1318 | 4.1278 | 6.2481 | 3.1343 | 2.8523 | 5.4517 | 5.3642 | 2.1276 | 2.4791 | 2.6581 | 2.6788 | 5.5314 | 3.8451
TSO | - | 21 | 20 | 2020 | Summer | P, [MW] | 0 | 0 | 1.8984 | 0.79969 | 1.3191 | 0.73822 | 0.9306 | 3.3586 | 4.225 | 2.2678 | 1.5694 | 2.1932 | 3.0148 | 0.44406 | 1.096 | 2.1137 | 0.81803 | 1.0016 | 1.4565 | 1.5804 | 1.3688 | 1.1697 | 1.0249 | 1.1801 | 2.4453 | 1.0361
TSO | - | 21 | 22 | 2020 | Summer | P, [MW] | 0 | 0 | 1.8996 | 0.80082 | 1.3202 | 0.73895 | 0.9312 | 3.361 | 4.2284 | 2.2688 | 1.5703 | 2.1918 | 3.013 | 0.44544 | 1.0946 | 2.111 | 0.81915 | 1.0024 | 1.4556 | 1.5796 | 1.3694 | 1.17 | 1.0252 | 1.1805 | 2.4439 | 1.0355
TSO | - | 22 | 23 | 2020 | Summer | P, [MW] | 0 | 0 | 2.0192 | 2.7165 | 2.619 | 0.95133 | 0.91862 | 0.17508 | 2.073 | 5.9573 | 3.1027 | 3.1931 | 1.0221 | 2.684 | 5.7925 | 8.1102 | 10.9099 | 9.2498 | 7.9442 | 7.8404 | 5.2301 | 2.6326 | 5.322 | 8.5732 | 7.938 | 10.9047
TSO | - | 23 | 24 | 2020 | Summer | P, [MW] | 0 | 0 | 2.6274 | 6.1088 | 6.5568 | 5.2487 | 3.4623 | 4.4773 | 3.5527 | 3.9323 | 0.55838 | 2.0063 | 2.8888 | 0.42584 | 2.036 | 4.4194 | 1.0912 | 1.9522 | 2.5833 | 2.3444 | 0.37181 | 3.2956 | 4.1449 | 2.6554 | 3.3961 | 1.5436
TSO | - | 24 | 25 | 2020 | Summer | P, [MW] | 0 | 0 | 8.1261 | 18.0064 | 14.0232 | 8.882 | 8.6256 | 7.6285 | 6.2533 | 5.4162 | 5.5616 | 9.6033 | 4.8084 | 4.6498 | 3.9704 | 3.7412 | 6.2185 | 4.9297 | 5.6242 | 5.7389 | 7.8911 | 6.9185 | 6.4751 | 5.377 | 6.1903 | 4.9028
TSO | - | 24 | 26 | 2020 | Summer | P, [MW] | 0 | 0 | 5.5247 | 11.9616 | 7.5131 | 3.6682 | 5.1937 | 3.1852 | 2.7369 | 9.3717 | 6.1507 | 7.651 | 7.7279 | 5.1173 | 6.051 | 8.2169 | 7.3617 | 6.9336 | 8.2568 | 8.1341 | 7.5261 | 10.2317 | 10.6447 | 8.0495 | 9.6123 | 6.482
TSO | - | 26 | 27 | 2020 | Summer | P, [MW] | 0 | 0 | 5.5452 | 12.0251 | 7.5412 | 3.6854 | 5.2174 | 3.204 | 2.754 | 9.4111 | 6.1746 | 7.6809 | 7.7582 | 5.1365 | 6.077 | 8.2562 | 7.3899 | 6.9689 | 8.2977 | 8.176 | 7.5504 | 10.2765 | 10.6944 | 8.0774 | 9.6557 | 6.5122
TSO | - | 27 | 28 | 2020 | Summer | P, [MW] | 0 | 0 | 18.3119 | 24.7693 | 19.1549 | 15.9818 | 16.3004 | 15.4837 | 18.1615 | 27.7036 | 24.071 | 26.2755 | 25.1572 | 23.4678 | 24.1137 | 26.7437 | 25.4306 | 23.2258 | 24.878 | 24.5783 | 23.9889 | 27.4133 | 27.4038 | 24.768 | 24.8015 | 21.1767
TSO | - | 28 | 29 | 2020 | Summer | P, [MW] | 0 | 0 | 24.7708 | 30.5514 | 24.465 | 21.1619 | 21.589 | 20.3887 | 24.0625 | 34.927 | 32.0334 | 34.6108 | 34.099 | 32.7258 | 33.2503 | 36.1905 | 34.1958 | 32.0919 | 33.4736 | 33.3699 | 32.2748 | 35.7128 | 35.6884 | 33.5477 | 33.5646 | 28.739
TSO | - | 7 | 29 | 2020 | Summer | P, [MW] | 0 | 0 | 47.3092 | 42.2033 | 41.4026 | 34.1913 | 32.004 | 31.514 | 45.6679 | 78.5804 | 84.5523 | 90.1065 | 91.3458 | 95.1404 | 93.8338 | 100.723 | 94.8504 | 85.8669 | 87.0999 | 86.2213 | 82.717 | 86.145 | 88.5638 | 96.827 | 100.5728 | 76.2397
TSO | - | 25 | 30 | 2020 | Summer | P, [MW] | 0 | 0 | 6.9232 | 5.3585 | 7.6691 | 7.8736 | 7.618 | 6.4308 | 5.4515 | 5.0091 | 4.7614 | 2.1894 | 4.2048 | 3.0661 | 3.1707 | 2.7459 | 2.6751 | 3.9331 | 4.82 | 4.9344 | 5.5047 | 6.501 | 5.668 | 4.9674 | 5.3845 | 4.4952
TSO | - | 30 | 31 | 2020 | Summer | P, [MW] | 0 | 0 | 6.8617 | 5.3171 | 7.5935 | 7.7973 | 7.5468 | 6.3793 | 5.4124 | 4.9736 | 4.7288 | 2.1795 | 4.1754 | 3.0483 | 3.1476 | 2.7262 | 2.6595 | 3.9065 | 4.7813 | 4.8945 | 5.456 | 6.4383 | 5.6189 | 4.9291 | 5.3404 | 4.4635
TSO | - | 31 | 32 | 2020 | Summer | P, [MW] | 0 | 0 | 0.28929 | 4.0994 | 4.0943 | 2.3296 | 1.8135 | 0.95613 | 1.0557 | 3.3092 | 3.8822 | 3.1189 | 4.7358 | 5.0304 | 5.5936 | 5.8442 | 4.112 | 4.0609 | 3.5708 | 3.4457 | 2.0839 | 2.9923 | 3.2161 | 3.8048 | 3.2516 | 2.1576
TSO | - | 32 | 33 | 2020 | Summer | P, [MW] | 0 | 0 | 4.0204 | 3.3571 | 2.8586 | 2.7482 | 2.7481 | 3.2483 | 4.6075 | 5.0931 | 6.1034 | 6.3677 | 6.5318 | 7.0735 | 7.4096 | 7.2189 | 7.1178 | 6.8173 | 6.3942 | 6.3645 | 6.0123 | 6.247 | 6.2682 | 6.5492 | 6.1298 | 4.6641
TSO | - | 34 | 32 | 2020 | Summer | P, [MW] | 0 | 0 | 7.1394 | 10.2571 | 9.5169 | 7.6073 | 7.0595 | 6.8087 | 6.1845 | 4.6256 | 5.195 | 6.2073 | 4.6631 | 4.82 | 4.4019 | 3.9924 | 5.4224 | 5.2322 | 5.3705 | 5.5392 | 6.7968 | 6.4844 | 5.9322 | 5.7592 | 5.7789 | 4.8201
TSO | - | 34 | 35 | 2020 | Summer | P, [MW] | 0 | 0 | 7.1464 | 10.2714 | 9.5288 | 7.6148 | 7.066 | 6.8146 | 6.1897 | 4.6289 | 5.1995 | 6.2143 | 4.6675 | 4.825 | 4.4071 | 3.9972 | 5.4293 | 5.2378 | 5.3766 | 5.5454 | 6.804 | 6.4913 | 5.938 | 5.7648 | 5.7843 | 4.824
TSO | - | 35 | 36 | 2020 | Summer | P, [MW] | 0 | 0 | 15.147 | 17.9217 | 16.7948 | 15.1943 | 14.5707 | 14.3896 | 16.4293 | 16.0208 | 17.2629 | 17.5651 | 15.6812 | 16.6067 | 15.985 | 14.8132 | 15.9111 | 15.3637 | 15.5006 | 15.235 | 16.7322 | 16.9019 | 16.1875 | 16.632 | 15.9504 | 13.5998
TSO | - | 36 | 37 | 2020 | Summer | P, [MW] | 0 | 0 | 20.0812 | 21.4344 | 21.0034 | 19.3975 | 19.1886 | 19.7624 | 22.0315 | 21.6121 | 23.8557 | 23.4714 | 21.4812 | 22.5299 | 21.5407 | 20.0575 | 20.4021 | 19.836 | 20.1638 | 19.9737 | 21.6672 | 22.2433 | 20.9055 | 21.8605 | 20.3649 | 17.2051
TSO | - | 37 | 38 | 2020 | Summer | P, [MW] | 0 | 0 | 25.6245 | 25.7546 | 25.7072 | 24.0591 | 24.1463 | 25.5782 | 28.4005 | 27.9751 | 31.2267 | 30.351 | 28.2494 | 29.5709 | 28.3676 | 26.5502 | 26.2873 | 25.6903 | 25.9852 | 25.8748 | 27.77 | 28.7355 | 26.8895 | 28.31 | 26.0634 | 21.845
TSO | - | 37 | 39 | 2020 | Summer | P, [MW] | 0 | 0 | 5.4043 | 4.1762 | 4.5624 | 4.5403 | 4.8363 | 5.681 | 6.1997 | 6.1819 | 7.1438 | 6.6645 | 6.5791 | 6.8266 | 6.6181 | 6.3066 | 5.713 | 5.7005 | 5.666 | 5.7503 | 5.9297 | 6.3069 | 5.822 | 6.2671 | 5.549 | 4.5383
TSO | - | 36 | 40 | 2020 | Summer | P, [MW] | 0 | 0 | 4.8775 | 3.4429 | 4.1448 | 4.1504 | 4.5673 | 5.3209 | 5.5342 | 5.5178 | 6.5025 | 5.8165 | 5.7241 | 5.8346 | 5.4705 | 5.1683 | 4.417 | 4.4073 | 4.5966 | 4.6756 | 4.8623 | 5.2655 | 4.6506 | 5.1536 | 4.3512 | 3.5618
TSO | - | 22 | 38 | 2020 | Summer | P, [MW] | 0 | 0 | 3.9219 | 3.5223 | 3.9424 | 1.6915 | 1.8511 | 3.1892 | 6.3082 | 3.6837 | 1.524 | 1.0181 | 4.025 | 3.1434 | 4.7118 | 6.0152 | 11.7497 | 10.2681 | 6.5002 | 6.2717 | 6.6033 | 3.805 | 6.3512 | 9.7612 | 5.4996 | 9.879
TSO | - | 11 | 41 | 2020 | Summer | P, [MW] | 0 | 0 | 12.1039 | 11.9824 | 10.1542 | 10.0645 | 9.962 | 10.3857 | 13.5581 | 15.4681 | 16.0243 | 15.8367 | 15.3522 | 16.8599 | 16.8242 | 16.9265 | 16.3094 | 15.6951 | 15.3812 | 15.4399 | 15.5443 | 16.3027 | 16.5515 | 16.9242 | 15.3787 | 12.9461
TSO | - | 41 | 42 | 2020 | Summer | P, [MW] | 0 | 0 | 12.016 | 12.0114 | 9.6523 | 10.1217 | 9.8636 | 10.2126 | 13.3721 | 15.1646 | 15.8762 | 16.4826 | 15.4882 | 16.6938 | 16.5671 | 16.6251 | 15.3099 | 15.0131 | 14.5721 | 14.6303 | 14.7227 | 16.0643 | 15.9379 | 16.712 | 16.038 | 13.1918
TSO | - | 41 | 43 | 2020 | Summer | P, [MW] | 0 | 0 | 15.3013 | 15.1422 | 12.5405 | 13.151 | 12.8316 | 12.8464 | 17.2269 | 20.1301 | 21.2255 | 22.0477 | 21.4095 | 23.2204 | 23.1696 | 22.9503 | 21.2439 | 20.4266 | 20.3689 | 20.4467 | 20.4059 | 21.4112 | 21.7386 | 22.2321 | 20.9105 | 17.3257
TSO | - | 38 | 44 | 2020 | Summer | P, [MW] | 0 | 0 | 21.3913 | 24.5282 | 22.5204 | 18.1894 | 19.5029 | 17.8057 | 18.7401 | 14.847 | 18.7248 | 25.0076 | 22.4326 | 18.7944 | 28.0407 | 32.6191 | 32.4084 | 30.8278 | 30.5735 | 31.5109 | 21.4807 | 22.2996 | 24.4371 | 28.2058 | 30.9601 | 26.1282
TSO | - | 15 | 45 | 2020 | Summer | P, [MW] | 0 | 0 | 37.02 | 39.2436 | 36.606 | 31.994 | 33.7186 | 31.3913 | 34.9187 | 33.3799 | 38.2897 | 45.3563 | 44.3947 | 43.2918 | 44.7839 | 55.205 | 53.905 | 51.6808 | 52.3976 | 52.3277 | 40.0661 | 41.5556 | 43.8232 | 48.9291 | 47.8883 | 41.5457
TSO | - | 14 | 46 | 2020 | Summer | P, [MW] | 0 | 0 | 28.4352 | 29.2805 | 23.5119 | 18.1567 | 22.0759 | 18.123 | 27.9638 | 25.3305 | 27.4573 | 40.7796 | 37.3854 | 43.0922 | 53.2727 | 67.7065 | 68.0979 | 63.4143 | 61.1713 | 61.1748 | 45.6367 | 46.0647 | 55.0631 | 61.8127 | 58.5623 | 54.8459
TSO | - | 46 | 47 | 2020 | Summer | P, [MW] | 0 | 0 | 28.3852 | 29.2277 | 23.4721 | 18.1215 | 22.0327 | 18.0805 | 27.9096 | 25.2924 | 27.4088 | 40.6717 | 37.2933 | 42.9763 | 53.1029 | 67.443 | 67.8352 | 63.187 | 60.9585 | 60.9628 | 45.5157 | 45.9422 | 54.8889 | 61.5941 | 58.3658 | 54.6723
TSO | - | 47 | 48 | 2020 | Summer | P, [MW] | 0 | 0 | 31.2859 | 45.3813 | 42.1503 | 38.4746 | 34.0824 | 40.1029 | 34.9556 | 34.8434 | 39.4348 | 35.191 | 28.5356 | 28.3825 | 15.938 | 7.4744 | 10.4355 | 9.9624 | 11.0268 | 12.4486 | 22.6271 | 18.1298 | 10.7857 | 9.0523 | 5.526 | 2.861
TSO | - | 48 | 49 | 2020 | Summer | P, [MW] | 0 | 0 | 4.8048 | 15.8841 | 12.6622 | 8.9614 | 7.8927 | 9.9327 | 4.1487 | 7.0649 | 8.7261 | 9.1882 | 4.4325 | 1.0591 | 4.9036 | 8.4118 | 9.242 | 9.7453 | 7.0006 | 6.6412 | 2.0784 | 2.4388 | 6.375 | 8.5282 | 6.6206 | 5.4047
TSO | - | 49 | 50 | 2020 | Summer | P, [MW] | 0 | 0 | 22.5724 | 16.8796 | 21.4226 | 24.204 | 24.2341 | 26.3781 | 23.5855 | 29.3434 | 30.0316 | 24.4948 | 28.8884 | 25.268 | 22.583 | 21.151 | 16.4217 | 17.5972 | 20.3035 | 20.8205 | 21.6244 | 24.2915 | 22.1823 | 22.3225 | 21.5589 | 22.6843
TSO | - | 50 | 51 | 2020 | Summer | P, [MW] | 0 | 0 | 7.1872 | 10.74 | 5.5319 | 3.3457 | 3.1689 | 0.71794 | 5.915 | 8.7512 | 11.2335 | 15.3288 | 12.2564 | 17.0843 | 18.3537 | 20.5814 | 21.6071 | 21.4465 | 17.9468 | 18.287 | 17.1487 | 15.3604 | 17.5214 | 18.6392 | 15.8447 | 11.4819
TSO | - | 10 | 51 | 2020 | Summer | P, [MW] | 0 | 0 | 31.6722 | 35.0493 | 27.8855 | 26.8908 | 24.4893 | 24.4185 | 35.3086 | 43.7104 | 46.0434 | 51.6229 | 46.1286 | 52.8006 | 53.3642 | 56.3523 | 56.7581 | 52.8797 | 49.9141 | 49.9002 | 48.6961 | 48.0821 | 49.4717 | 50.7734 | 44.7794 | 39.4215
TSO | - | 13 | 49 | 2020 | Summer | P, [MW] | 0 | 0 | 24.9076 | 33.6026 | 25.6367 | 19.621 | 20.6049 | 20.8808 | 27.0999 | 25.9777 | 25.753 | 37.1789 | 29.6669 | 35.5301 | 39.1224 | 42.9418 | 47.9279 | 42.705 | 39.6693 | 39.8518 | 38.7933 | 35.3523 | 40.236 | 43.0947 | 38.667 | 33.967
TSO | - | 29 | 52 | 2020 | Summer | P, [MW] | 0 | 0 | 13.4948 | 7.9656 | 11.9963 | 8.882 | 9.3134 | 9.2682 | 12.0554 | 22.5059 | 26.0578 | 27.1844 | 28.8909 | 29.2972 | 28.6915 | 31.1839 | 28.9955 | 26.2061 | 26.7955 | 26.5112 | 24.8652 | 25.3543 | 26.0147 | 30.5095 | 32.3304 | 23.4743
TSO | - | 52 | 53 | 2020 | Summer | P, [MW] | 0 | 0 | 6.6321 | 1.9522 | 6.4061 | 3.4145 | 3.7607 | 4.1224 | 5.7994 | 14.7272 | 17.4206 | 18.1445 | 19.1357 | 19.1793 | 18.7365 | 20.8673 | 19.4193 | 16.6168 | 17.5073 | 17.0158 | 15.887 | 16.4028 | 17.0758 | 20.8447 | 22.6353 | 15.2752
TSO | - | 53 | 54 | 2020 | Summer | P, [MW] | 0 | 0 | 3.9457 | 2.2601 | 0.71984 | 1.4026 | 2.559 | 2.027 | 5.564 | 10.273 | 13.4807 | 14.977 | 13.8657 | 18.6817 | 17.7751 | 17.5062 | 17.5327 | 15.5654 | 13.9215 | 13.8231 | 14.1265 | 12.9759 | 14.3849 | 17.4264 | 17.5547 | 12.9075
TSO | - | 54 | 55 | 2020 | Summer | P, [MW] | 0 | 0 | 3.9672 | 2.2684 | 0.70989 | 1.4071 | 2.5486 | 2.0215 | 5.5962 | 10.4035 | 13.7225 | 15.288 | 14.1195 | 19.1525 | 18.1955 | 17.9095 | 17.9026 | 15.8518 | 14.1635 | 14.075 | 14.3272 | 13.1497 | 14.5924 | 17.7367 | 17.8784 | 13.0791
TSO | - | 11 | 43 | 2020 | Summer | P, [MW] | 0 | 0 | 17.9698 | 17.8074 | 15.8749 | 13.8178 | 14.1652 | 16.1806 | 19.8959 | 21.4624 | 21.2255 | 18.0472 | 17.4082 | 19.886 | 19.836 | 20.9502 | 22.5773 | 21.76 | 20.3689 | 20.4467 | 21.0726 | 22.0776 | 22.4051 | 22.8988 | 18.9099 | 16.659
TSO | - | 44 | 45 | 2020 | Summer | P, [MW] | 0 | 0 | 36.8139 | 39.0135 | 36.4076 | 31.8415 | 33.5497 | 31.2423 | 34.7352 | 33.1903 | 38.0528 | 45.0366 | 44.0793 | 43 | 44.475 | 54.7434 | 53.467 | 51.2765 | 51.9797 | 51.912 | 39.8055 | 41.2805 | 43.5222 | 48.5596 | 47.5385 | 41.286
TSO | - | 40 | 56 | 2020 | Summer | P, [MW] | 0 | 0 | 4.8756 | 3.4417 | 4.1433 | 4.1489 | 4.5656 | 5.3187 | 5.5318 | 5.5153 | 6.4991 | 5.8139 | 5.7215 | 5.8319 | 5.4681 | 5.1661 | 4.4154 | 4.4058 | 4.5949 | 4.6739 | 4.8605 | 5.2633 | 4.6489 | 5.1515 | 4.3497 | 3.5608
TSO | - | 56 | 41 | 2020 | Summer | P, [MW] | 0 | 0 | 7.2177 | 7.6138 | 5.7416 | 5.7719 | 5.4067 | 5.3438 | 7.1432 | 8.7993 | 9.3538 | 10.26 | 9.8714 | 10.4772 | 10.6004 | 10.7697 | 10.283 | 9.9035 | 9.6308 | 9.6273 | 9.5859 | 10.5443 | 10.2363 | 10.6048 | 10.3525 | 7.9925
TSO | - | 56 | 42 | 2020 | Summer | P, [MW] | 0 | 0 | 3.0476 | 3.8462 | 2.6554 | 2.4031 | 1.899 | 1.7146 | 1.6876 | 1.6323 | 1.6569 | 2.4287 | 2.8521 | 2.3729 | 2.641 | 2.9348 | 3.6412 | 3.7023 | 3.4643 | 3.5953 | 3.8699 | 4.1232 | 3.9017 | 3.8165 | 4.2768 | 3.1098
TSO | - | 39 | 57 | 2020 | Summer | P, [MW] | 0 | 0 | 5.4025 | 4.1751 | 4.5611 | 4.539 | 4.8348 | 5.6791 | 6.1974 | 6.1795 | 7.1405 | 6.6617 | 6.5763 | 6.8236 | 6.6151 | 6.3038 | 5.7107 | 5.6984 | 5.664 | 5.7482 | 5.9274 | 6.3043 | 5.8198 | 6.2646 | 5.5471 | 4.537
TSO | - | 57 | 56 | 2020 | Summer | P, [MW] | 0 | 0 | 1.7071 | 1.7626 | 0.49171 | 0.3077 | 0.0049912 | 0.033363 | 1.8668 | 2.6804 | 3.5638 | 4.5324 | 4.9474 | 5.6236 | 6.5876 | 6.5905 | 6.8952 | 6.3289 | 5.6383 | 5.5005 | 4.6771 | 4.6988 | 5.2021 | 5.2771 | 5.2253 | 3.6821
TSO | - | 38 | 49 | 2020 | Summer | P, [MW] | 0 | 0 | 3.6443 | 3.6472 | 1.2859 | 1.4182 | 1.3093 | 0.88855 | 5.2738 | 2.3523 | 1.9717 | 0.39254 | 3.3214 | 6.6606 | 9.2322 | 10.4142 | 12.0555 | 12.4206 | 9.9796 | 10.0005 | 8.1801 | 7.3342 | 9.2667 | 10.9399 | 8.0901 | 4.6028
TSO | - | 38 | 48 | 2020 | Summer | P, [MW] | 0 | 0 | 26.3734 | 29.2791 | 29.3065 | 29.3602 | 26.0687 | 30.008 | 30.6671 | 27.6458 | 30.5452 | 25.8697 | 24.0145 | 27.22 | 20.7754 | 15.8208 | 19.6063 | 19.6375 | 17.9519 | 19.0119 | 24.6259 | 20.5136 | 17.1124 | 17.5237 | 12.1144 | 2.5214
TSO | - | 9 | 55 | 2020 | Summer | P, [MW] | 0 | 0 | 12.2503 | 13.2261 | 12.9468 | 13.0807 | 8.3281 | 6.4986 | 10.6236 | 12.3676 | 14.7771 | 14.3023 | 13.5198 | 16.9985 | 15.4641 | 14.3785 | 16.3306 | 15.7411 | 15.6327 | 15.8261 | 18.3368 | 17.224 | 17.4404 | 19.1353 | 20.4094 | 15.7921
TSO | - | 1 | 2 | 2020 | Summer | P, [MW] | Expected | - | 64.8218 | 44.2433 | 74.9292 | 83.4301 | 73.113 | 85.2738 | 60.8658 | 122.33 | 91.4701 | 97.2487 | 109.0723 | 37.6244 | 33.1464 | 69.0375 | 56.8499 | 53.752 | 81.8558 | 66.3919 | 13.4489 | 77.1495 | 73.3743 | 62.4534 | 31.8666 | 46.917
TSO | - | 2 | 3 | 2020 | Summer | P, [MW] | Expected | - | 91.3487 | 84.3095 | 96.3852 | 98.4274 | 95.8615 | 99.1693 | 88.3009 | 13.7152 | 36.4833 | 45.3413 | 29.5268 | 63.2835 | 65.1004 | 51.9182 | 79.2668 | 82.8893 | 59.9775 | 58.6032 | 68.4966 | 65.1142 | 66.6804 | 84.5499 | 63.7538 | 70.7099
TSO | - | 3 | 4 | 2020 | Summer | P, [MW] | Expected | - | 37.7861 | 34.7146 | 34.9732 | 35.724 | 36.9852 | 39.9248 | 46.6308 | 29.5983 | 34.6396 | 31.5883 | 26.6972 | 27.5147 | 26.4178 | 26.3133 | 31.3839 | 31.6176 | 33.6438 | 32.5684 | 25.5821 | 26.3648 | 26.5453 | 32.1096 | 26.4479 | 28.5851
TSO | - | 4 | 5 | 2020 | Summer | P, [MW] | Expected | - | 1.3326 | 0.29021 | 2.1861 | 2.8821 | 2.1429 | 2.0964 | 0.88721 | 6.7198 | 4.1499 | 3.8996 | 3.7792 | 5.7951 | 5.6125 | 5.6801 | 2.0574 | 1.9492 | 0.79376 | 1.0177 | 3.8135 | 5.8207 | 5.7488 | 3.5629 | 2.4703 | 0.63916
TSO | - | 4 | 6 | 2020 | Summer | P, [MW] | Expected | - | 3.4856 | 3.1703 | 0.94066 | 0.25006 | 0.24209 | 0.24177 | 4.3387 | 17.8987 | 16.4997 | 16.7471 | 16.6275 | 20.5096 | 19.8755 | 20.4465 | 15.5668 | 14.0895 | 12.3211 | 12.3944 | 15.748 | 18.1661 | 18.7404 | 17.8219 | 17.1236 | 11.2324
TSO | - | 6 | 7 | 2020 | Summer | P, [MW] | Expected | - | 20.0055 | 12.6603 | 25.993 | 20.452 | 20.4459 | 18.4088 | 16.6498 | 8.5192 | 26.7354 | 44.0404 | 39.3249 | 22.7312 | 24.7146 | 55.4561 | 31.683 | 28.5439 | 46.1593 | 45.9191 | 14.5603 | 7.5263 | 7.262 | 20.3858 | 21.7929 | 17.1481
TSO | - | 6 | 8 | 2020 | Summer | P, [MW] | Expected | - | 0.13512 | 5.0669 | 8.6005 | 6.0703 | 6.9813 | 5.1403 | 2.539 | 24.2804 | 8.541 | 6.5408 | 1.2445 | 16.7871 | 14.2944 | 13.7321 | 7.9313 | 7.34 | 9.7899 | 9.9335 | 19.96 | 28.421 | 29.683 | 19.9985 | 20.2407 | 14.8377
TSO | - | 8 | 9 | 2020 | Summer | P, [MW] | Expected | - | 86.1674 | 66.28 | 111.2336 | 52.0932 | 103.9593 | 105.7009 | 65.0799 | 174.6444 | 171.1682 | 163.7908 | 180.5237 | 173.4362 | 172.8204 | 167.7256 | 158.5997 | 143.9942 | 150.6675 | 148.4257 | 122.5321 | 163.1689 | 157.4874 | 148.955 | 165.6386 | 114.2022
TSO | - | 9 | 10 | 2020 | Summer | P, [MW] | Expected | - | 24.7397 | 41.4735 | 17.1311 | 25.8702 | 16.5261 | 15.1462 | 22.0701 | 55.1973 | 48.4764 | 45.2885 | 49.0081 | 41.1423 | 36.6723 | 33.524 | 25.7102 | 21.299 | 33.6132 | 32.9669 | 22.0704 | 40.9057 | 39.344 | 26.1109 | 40.4166 | 40.0054
TSO | - | 9 | 11 | 2020 | Summer | P, [MW] | Expected | - | 21.499 | 37.7281 | 6.0946 | 17.7334 | 5.5599 | 0.356 | 19.6644 | 54.7797 | 42.4099 | 31.6901 | 39.4138 | 35.3561 | 32.1569 | 31.8353 | 22.3408 | 25.983 | 28.5992 | 27.5817 | 27.3608 | 46.2937 | 45.8137 | 32.0302 | 44.5951 | 38.8411
TSO | - | 9 | 12 | 2020 | Summer | P, [MW] | Expected | - | 9.195 | 23.9036 | 3.359 | 12.1693 | 4.5774 | 3.8225 | 5.4285 | 33.5389 | 26.0091 | 21.128 | 25.7141 | 16.7617 | 12.1972 | 5.5104 | 0.41577 | 4.2168 | 9.5223 | 8.5565 | 1.2029 | 17.131 | 15.7506 | 1.3144 | 17.2054 | 20.6764
TSO | - | 9 | 13 | 2020 | Summer | P, [MW] | Expected | - | 7.566 | 23.8448 | 5.9404 | 6.6654 | 5.5853 | 11.904 | 4.196 | 37.5937 | 25.2296 | 16.0831 | 24.2822 | 18.4279 | 15.2854 | 14.3897 | 4.4255 | 8.7283 | 12.1391 | 11.058 | 10.3495 | 28.4272 | 27.6949 | 13.5219 | 28.6266 | 25.0711
TSO | - | 13 | 14 | 2020 | Summer | P, [MW] | Expected | - | 21.1917 | 22.2895 | 31.9169 | 29.0174 | 31.4674 | 28.7935 | 9.2477 | 5.3169 | 17.5417 | 12.5739 | 16.718 | 6.1915 | 14.8947 | 5.5632 | 18.8447 | 13.3425 | 0.69775 | 1.7153 | 21.9807 | 7.0581 | 17.6749 | 16.1787 | 0.30117 | 8.6881
TSO | - | 13 | 15 | 2020 | Summer | P, [MW] | Expected | - | 51.9568 | 53.2984 | 60.5532 | 54.9763 | 59.128 | 53.1809 | 37.2815 | 31.4257 | 47.1081 | 49.4064 | 54.4139 | 29.6738 | 28.7176 | 49.1215 | 34.002 | 37.6702 | 51.7862 | 50.1648 | 13.0966 | 29.1738 | 22.821 | 29.1669 | 45.5259 | 44.8819
TSO | - | 1 | 15 | 2020 | Summer | P, [MW] | Expected | - | 133.6565 | 126.1558 | 142.9069 | 139.8056 | 140.2146 | 138.9093 | 120.7611 | 21.3159 | 74.3004 | 85.6992 | 76.0854 | 94.8788 | 100.1 | 105.5652 | 134.2417 | 135.1853 | 104.6333 | 106.6643 | 88.0768 | 83.4166 | 83.4389 | 129.8033 | 119.5768 | 118.4949
TSO | - | 1 | 16 | 2020 | Summer | P, [MW] | Expected | - | 77.3247 | 80.4134 | 82.1773 | 81.0688 | 81.1156 | 81.4988 | 68.4154 | 51.6063 | 73.2771 | 78.0688 | 76.5112 | 69.6826 | 68.0465 | 71.0162 | 72.0186 | 67.7247 | 74.5933 | 74.4506 | 45.2869 | 58.1351 | 54.9929 | 65.122 | 74.1038 | 75.723
TSO | - | 1 | 17 | 2020 | Summer | P, [MW] | Expected | - | 94.8635 | 96.376 | 97.9448 | 97.5475 | 98.4595 | 99.378 | 92.6835 | 81.7507 | 99.4862 | 99.7132 | 99.8792 | 98.4916 | 97.3376 | 97.4382 | 98.3266 | 90.9934 | 98.9571 | 99.0193 | 72.6631 | 83.2306 | 84.6337 | 90.7677 | 92.7939 | 94.0216
TSO | - | 3 | 15 | 2020 | Summer | P, [MW] | Expected | - | 47.1714 | 57.3596 | 47.9833 | 33.7207 | 43.956 | 29.4401 | 34.2302 | 130.5504 | 114.7929 | 119.9771 | 137.7973 | 72.6177 | 75.5003 | 125.2386 | 63.9176 | 62.5809 | 119.2497 | 115.3011 | 45.9608 | 78.9872 | 75.3379 | 52.3458 | 86.0367 | 63.6115
TSO | - | 4 | 18 | 2020 | Summer | P, [MW] | Expected | - | 39.864 | 37.5255 | 33.6592 | 32.5197 | 34.5244 | 37.9851 | 49.9805 | 54.1352 | 55.1952 | 52.1445 | 47.0253 | 53.7303 | 51.8183 | 52.3517 | 48.9173 | 47.5712 | 46.6752 | 45.9014 | 45.0757 | 50.2766 | 50.9566 | 53.4121 | 45.9676 | 40.3903
TSO | - | 5 | 6 | 2020 | Summer | P, [MW] | Expected | - | 5.4711 | 2.4499 | 1.5191 | 0.24234 | 1.3411 | 0.70952 | 6.2952 | 22.8586 | 24.2229 | 25.2884 | 25.1704 | 30.8968 | 29.7121 | 30.7023 | 25.9617 | 22.7549 | 20.9798 | 20.8105 | 23.088 | 24.7726 | 26.0707 | 28.2634 | 28.5275 | 18.7211
TSO | - | 7 | 8 | 2020 | Summer | P, [MW] | Expected | - | 27.4647 | 29.6935 | 15.5686 | 13.8908 | 11.7071 | 13.2577 | 29.1795 | 70.2693 | 58.0187 | 46.2803 | 52.2443 | 72.6369 | 69.3398 | 45.513 | 63.4131 | 57.5419 | 41.1714 | 40.5275 | 68.3658 | 78.8624 | 81.5602 | 76.6984 | 79.0678 | 59.3193
TSO | - | 10 | 12 | 2020 | Summer | P, [MW] | Expected | - | 10.6779 | 1.9072 | 14.3572 | 5.1762 | 10.7553 | 10.7262 | 16.036 | 5.8178 | 4.4842 | 12.0835 | 5.6314 | 16.8586 | 21.6202 | 33.1012 | 36.1942 | 39.1123 | 23.6018 | 25.0374 | 31.2188 | 13.2805 | 14.4843 | 30.6108 | 12.4622 | 3.7775
TSO | - | 11 | 13 | 2020 | Summer | P, [MW] | Expected | - | 8.6198 | 7.8345 | 19.9691 | 6.1853 | 18.6016 | 26.2619 | 13.8387 | 17.6355 | 5.0053 | 2.3013 | 6.5276 | 1.5061 | 4.6173 | 6.145 | 16.6324 | 11.5665 | 7.2607 | 8.41 | 9.3104 | 7.7717 | 6.7189 | 7.8637 | 10.1706 | 9.1239
TSO | - | 12 | 13 | 2020 | Summer | P, [MW] | Expected | - | 32.7931 | 63.5699 | 39.9223 | 50.3502 | 44.78 | 57.8584 | 22.4774 | 74.029 | 55.1667 | 51.4732 | 58.2924 | 22.4147 | 7.3964 | 23.1327 | 22.7801 | 53.0542 | 3.7107 | 1.7677 | 24.8105 | 17.7962 | 12.2081 | 20.6444 | 17.501 | 43.8354
TSO | - | 12 | 16 | 2020 | Summer | P, [MW] | Expected | - | 18.9075 | 26.7292 | 29.503 | 30.5608 | 31.1408 | 31.8532 | 5.0042 | 20.9122 | 6.5327 | 3.2606 | 4.5532 | 13.257 | 15.1131 | 16.1311 | 7.4634 | 14.1832 | 5.686 | 5.8927 | 31.192 | 18.4109 | 20.7743 | 16.7536 | 3.9288 | 8.3275
TSO | - | 12 | 17 | 2020 | Summer | P, [MW] | Expected | - | 40.8955 | 47.1078 | 49.5203 | 48.9946 | 48.8007 | 49.0183 | 25.5987 | 1.1447 | 21.532 | 28.4406 | 26.0322 | 14.8641 | 12.7171 | 15.7172 | 20.2885 | 16.8231 | 23.7177 | 23.348 | 5.5573 | 8.7324 | 3.2927 | 12.9207 | 27.8334 | 34.6395
TSO | - | 14 | 15 | 2020 | Summer | P, [MW] | Expected | - | 66.0989 | 67.3767 | 71.2452 | 64.6766 | 69.3511 | 61.9819 | 52.2378 | 45.9494 | 60.9043 | 68.3219 | 73.1691 | 51.8354 | 57.175 | 82.0792 | 68.8071 | 70.3318 | 81.433 | 80.7646 | 38.647 | 52.2903 | 50.6719 | 59.6525 | 73.043 | 64.8508
TSO | - | 18 | 19 | 2020 | Summer | P, [MW] | Expected | - | 5.4714 | 6.3824 | 6.8664 | 2.9689 | 3.9592 | 4.8056 | 3.3401 | 3.5114 | 2.1695 | 0.75111 | 0.43358 | 1.419 | 1.3817 | 2.9872 | 5.3756 | 5.0927 | 5.5089 | 5.4193 | 3.2554 | 3.6089 | 3.7891 | 3.8103 | 2.2531 | 2.7646
TSO | - | 19 | 20 | 2020 | Summer | P, [MW] | Expected | - | 1.0215 | 1.9303 | 1.3039 | 1.8533 | 1.7343 | 0.81796 | 1.2078 | 1.2882 | 2.1596 | 5.9272 | 7.0546 | 4.1318 | 4.1278 | 6.2481 | 3.1343 | 2.8523 | 5.4517 | 5.3642 | 2.1276 | 2.4791 | 2.6581 | 2.6788 | 5.5314 | 3.8451
TSO | - | 21 | 20 | 2020 | Summer | P, [MW] | Expected | - | 1.8984 | 0.79969 | 1.3191 | 0.73822 | 0.9306 | 3.3586 | 4.225 | 2.2678 | 1.5694 | 2.1932 | 3.0148 | 0.44406 | 1.096 | 2.1137 | 0.81803 | 1.0016 | 1.4565 | 1.5804 | 1.3688 | 1.1697 | 1.0249 | 1.1801 | 2.4453 | 1.0361
TSO | - | 21 | 22 | 2020 | Summer | P, [MW] | Expected | - | 1.8996 | 0.80082 | 1.3202 | 0.73895 | 0.9312 | 3.361 | 4.2284 | 2.2688 | 1.5703 | 2.1918 | 3.013 | 0.44544 | 1.0946 | 2.111 | 0.81915 | 1.0024 | 1.4556 | 1.5796 | 1.3694 | 1.17 | 1.0252 | 1.1805 | 2.4439 | 1.0355
TSO | - | 22 | 23 | 2020 | Summer | P, [MW] | Expected | - | 2.0192 | 2.7165 | 2.619 | 0.95133 | 0.91862 | 0.17508 | 2.073 | 5.9573 | 3.1027 | 3.1931 | 1.0221 | 2.684 | 5.7925 | 8.1102 | 10.9099 | 9.2498 | 7.9442 | 7.8404 | 5.2301 | 2.6326 | 5.322 | 8.5732 | 7.938 | 10.9047
TSO | - | 23 | 24 | 2020 | Summer | P, [MW] | Expected | - | 2.6274 | 6.1088 | 6.5568 | 5.2487 | 3.4623 | 4.4773 | 3.5527 | 3.9323 | 0.55838 | 2.0063 | 2.8888 | 0.42584 | 2.036 | 4.4194 | 1.0912 | 1.9522 | 2.5833 | 2.3444 | 0.37181 | 3.2956 | 4.1449 | 2.6554 | 3.3961 | 1.5436
TSO | - | 24 | 25 | 2020 | Summer | P, [MW] | Expected | - | 8.1261 | 18.0064 | 14.0232 | 8.882 | 8.6256 | 7.6285 | 6.2533 | 5.4162 | 5.5616 | 9.6033 | 4.8084 | 4.6498 | 3.9704 | 3.7412 | 6.2185 | 4.9297 | 5.6242 | 5.7389 | 7.8911 | 6.9185 | 6.4751 | 5.377 | 6.1903 | 4.9028
TSO | - | 24 | 26 | 2020 | Summer | P, [MW] | Expected | - | 5.5247 | 11.9616 | 7.5131 | 3.6682 | 5.1937 | 3.1852 | 2.7369 | 9.3717 | 6.1507 | 7.651 | 7.7279 | 5.1173 | 6.051 | 8.2169 | 7.3617 | 6.9336 | 8.2568 | 8.1341 | 7.5261 | 10.2317 | 10.6447 | 8.0495 | 9.6123 | 6.482
TSO | - | 26 | 27 | 2020 | Summer | P, [MW] | Expected | - | 5.5452 | 12.0251 | 7.5412 | 3.6854 | 5.2174 | 3.204 | 2.754 | 9.4111 | 6.1746 | 7.6809 | 7.7582 | 5.1365 | 6.077 | 8.2562 | 7.3899 | 6.9689 | 8.2977 | 8.176 | 7.5504 | 10.2765 | 10.6944 | 8.0774 | 9.6557 | 6.5122
TSO | - | 27 | 28 | 2020 | Summer | P, [MW] | Expected | - | 18.3119 | 24.7693 | 19.1549 | 15.9818 | 16.3004 | 15.4837 | 18.1615 | 27.7036 | 24.071 | 26.2755 | 25.1572 | 23.4678 | 24.1137 | 26.7437 | 25.4306 | 23.2258 | 24.878 | 24.5783 | 23.9889 | 27.4133 | 27.4038 | 24.768 | 24.8015 | 21.1767
TSO | - | 28 | 29 | 2020 | Summer | P, [MW] | Expected | - | 24.7708 | 30.5514 | 24.465 | 21.1619 | 21.589 | 20.3887 | 24.0625 | 34.927 | 32.0334 | 34.6108 | 34.099 | 32.7258 | 33.2503 | 36.1905 | 34.1958 | 32.0919 | 33.4736 | 33.3699 | 32.2748 | 35.7128 | 35.6884 | 33.5477 | 33.5646 | 28.739
TSO | - | 7 | 29 | 2020 | Summer | P, [MW] | Expected | - | 47.3092 | 42.2033 | 41.4026 | 34.1913 | 32.004 | 31.514 | 45.6679 | 78.5804 | 84.5523 | 90.1065 | 91.3458 | 95.1404 | 93.8338 | 100.723 | 94.8504 | 85.8669 | 87.0999 | 86.2213 | 82.717 | 86.145 | 88.5638 | 96.827 | 100.5728 | 76.2397
TSO | - | 25 | 30 | 2020 | Summer | P, [MW] | Expected | - | 6.9232 | 5.3585 | 7.6691 | 7.8736 | 7.618 | 6.4308 | 5.4515 | 5.0091 | 4.7614 | 2.1894 | 4.2048 | 3.0661 | 3.1707 | 2.7459 | 2.6751 | 3.9331 | 4.82 | 4.9344 | 5.5047 | 6.501 | 5.668 | 4.9674 | 5.3845 | 4.4952
TSO | - | 30 | 31 | 2020 | Summer | P, [MW] | Expected | - | 6.8617 | 5.3171 | 7.5935 | 7.7973 | 7.5468 | 6.3793 | 5.4124 | 4.9736 | 4.7288 | 2.1795 | 4.1754 | 3.0483 | 3.1476 | 2.7262 | 2.6595 | 3.9065 | 4.7813 | 4.8945 | 5.456 | 6.4383 | 5.6189 | 4.9291 | 5.3404 | 4.4635
TSO | - | 31 | 32 | 2020 | Summer | P, [MW] | Expected | - | 0.28929 | 4.0994 | 4.0943 | 2.3296 | 1.8135 | 0.95613 | 1.0557 | 3.3092 | 3.8822 | 3.1189 | 4.7358 | 5.0304 | 5.5936 | 5.8442 | 4.112 | 4.0609 | 3.5708 | 3.4457 | 2.0839 | 2.9923 | 3.2161 | 3.8048 | 3.2516 | 2.1576
TSO | - | 32 | 33 | 2020 | Summer | P, [MW] | Expected | - | 4.0204 | 3.3571 | 2.8586 | 2.7482 | 2.7481 | 3.2483 | 4.6075 | 5.0931 | 6.1034 | 6.3677 | 6.5318 | 7.0735 | 7.4096 | 7.2189 | 7.1178 | 6.8173 | 6.3942 | 6.3645 | 6.0123 | 6.247 | 6.2682 | 6.5492 | 6.1298 | 4.6641
TSO | - | 34 | 32 | 2020 | Summer | P, [MW] | Expected | - | 7.1394 | 10.2571 | 9.5169 | 7.6073 | 7.0595 | 6.8087 | 6.1845 | 4.6256 | 5.195 | 6.2073 | 4.6631 | 4.82 | 4.4019 | 3.9924 | 5.4224 | 5.2322 | 5.3705 | 5.5392 | 6.7968 | 6.4844 | 5.9322 | 5.7592 | 5.7789 | 4.8201
TSO | - | 34 | 35 | 2020 | Summer | P, [MW] | Expected | - | 7.1464 | 10.2714 | 9.5288 | 7.6148 | 7.066 | 6.8146 | 6.1897 | 4.6289 | 5.1995 | 6.2143 | 4.6675 | 4.825 | 4.4071 | 3.9972 | 5.4293 | 5.2378 | 5.3766 | 5.5454 | 6.804 | 6.4913 | 5.938 | 5.7648 | 5.7843 | 4.824
TSO | - | 35 | 36 | 2020 | Summer | P, [MW] | Expected | - | 15.147 | 17.9217 | 16.7948 | 15.1943 | 14.5707 | 14.3896 | 16.4293 | 16.0208 | 17.2629 | 17.5651 | 15.6812 | 16.6067 | 15.985 | 14.8132 | 15.9111 | 15.3637 | 15.5006 | 15.235 | 16.7322 | 16.9019 | 16.1875 | 16.632 | 15.9504 | 13.5998
TSO | - | 36 | 37 | 2020 | Summer | P, [MW] | Expected | - | 20.0812 | 21.4344 | 21.0034 | 19.3975 | 19.1886 | 19.7624 | 22.0315 | 21.6121 | 23.8557 | 23.4714 | 21.4812 | 22.5299 | 21.5407 | 20.0575 | 20.4021 | 19.836 | 20.1638 | 19.9737 | 21.6672 | 22.2433 | 20.9055 | 21.8605 | 20.3649 | 17.2051
TSO | - | 37 | 38 | 2020 | Summer | P, [MW] | Expected | - | 25.6245 | 25.7546 | 25.7072 | 24.0591 | 24.1463 | 25.5782 | 28.4005 | 27.9751 | 31.2267 | 30.351 | 28.2494 | 29.5709 | 28.3676 | 26.5502 | 26.2873 | 25.6903 | 25.9852 | 25.8748 | 27.77 | 28.7355 | 26.8895 | 28.31 | 26.0634 | 21.845
TSO | - | 37 | 39 | 2020 | Summer | P, [MW] | Expected | - | 5.4043 | 4.1762 | 4.5624 | 4.5403 | 4.8363 | 5.681 | 6.1997 | 6.1819 | 7.1438 | 6.6645 | 6.5791 | 6.8266 | 6.6181 | 6.3066 | 5.713 | 5.7005 | 5.666 | 5.7503 | 5.9297 | 6.3069 | 5.822 | 6.2671 | 5.549 | 4.5383
TSO | - | 36 | 40 | 2020 | Summer | P, [MW] | Expected | - | 4.8775 | 3.4429 | 4.1448 | 4.1504 | 4.5673 | 5.3209 | 5.5342 | 5.5178 | 6.5025 | 5.8165 | 5.7241 | 5.8346 | 5.4705 | 5.1683 | 4.417 | 4.4073 | 4.5966 | 4.6756 | 4.8623 | 5.2655 | 4.6506 | 5.1536 | 4.3512 | 3.5618
TSO | - | 22 | 38 | 2020 | Summer | P, [MW] | Expected | - | 3.9219 | 3.5223 | 3.9424 | 1.6915 | 1.8511 | 3.1892 | 6.3082 | 3.6837 | 1.524 | 1.0181 | 4.025 | 3.1434 | 4.7118 | 6.0152 | 11.7497 | 10.2681 | 6.5002 | 6.2717 | 6.6033 | 3.805 | 6.3512 | 9.7612 | 5.4996 | 9.879
TSO | - | 11 | 41 | 2020 | Summer | P, [MW] | Expected | - | 12.1039 | 11.9824 | 10.1542 | 10.0645 | 9.962 | 10.3857 | 13.5581 | 15.4681 | 16.0243 | 15.8367 | 15.3522 | 16.8599 | 16.8242 | 16.9265 | 16.3094 | 15.6951 | 15.3812 | 15.4399 | 15.5443 | 16.3027 | 16.5515 | 16.9242 | 15.3787 | 12.9461
TSO | - | 41 | 42 | 2020 | Summer | P, [MW] | Expected | - | 12.016 | 12.0114 | 9.6523 | 10.1217 | 9.8636 | 10.2126 | 13.3721 | 15.1646 | 15.8762 | 16.4826 | 15.4882 | 16.6938 | 16.5671 | 16.6251 | 15.3099 | 15.0131 | 14.5721 | 14.6303 | 14.7227 | 16.0643 | 15.9379 | 16.712 | 16.038 | 13.1918
TSO | - | 41 | 43 | 2020 | Summer | P, [MW] | Expected | - | 15.3013 | 15.1422 | 12.5405 | 13.151 | 12.8316 | 12.8464 | 17.2269 | 20.1301 | 21.2255 | 22.0477 | 21.4095 | 23.2204 | 23.1696 | 22.9503 | 21.2439 | 20.4266 | 20.3689 | 20.4467 | 20.4059 | 21.4112 | 21.7386 | 22.2321 | 20.9105 | 17.3257
TSO | - | 38 | 44 | 2020 | Summer | P, [MW] | Expected | - | 21.3913 | 24.5282 | 22.5204 | 18.1894 | 19.5029 | 17.8057 | 18.7401 | 14.847 | 18.7248 | 25.0076 | 22.4326 | 18.7944 | 28.0407 | 32.6191 | 32.4084 | 30.8278 | 30.5735 | 31.5109 | 21.4807 | 22.2996 | 24.4371 | 28.2058 | 30.9601 | 26.1282
TSO | - | 15 | 45 | 2020 | Summer | P, [MW] | Expected | - | 37.02 | 39.2436 | 36.606 | 31.994 | 33.7186 | 31.3913 | 34.9187 | 33.3799 | 38.2897 | 45.3563 | 44.3947 | 43.2918 | 44.7839 | 55.205 | 53.905 | 51.6808 | 52.3976 | 52.3277 | 40.0661 | 41.5556 | 43.8232 | 48.9291 | 47.8883 | 41.5457
TSO | - | 14 | 46 | 2020 | Summer | P, [MW] | Expected | - | 28.4352 | 29.2805 | 23.5119 | 18.1567 | 22.0759 | 18.123 | 27.9638 | 25.3305 | 27.4573 | 40.7796 | 37.3854 | 43.0922 | 53.2727 | 67.7065 | 68.0979 | 63.4143 | 61.1713 | 61.1748 | 45.6367 | 46.0647 | 55.0631 | 61.8127 | 58.5623 | 54.8459
TSO | - | 46 | 47 | 2020 | Summer | P, [MW] | Expected | - | 28.3852 | 29.2277 | 23.4721 | 18.1215 | 22.0327 | 18.0805 | 27.9096 | 25.2924 | 27.4088 | 40.6717 | 37.2933 | 42.9763 | 53.1029 | 67.443 | 67.8352 | 63.187 | 60.9585 | 60.9628 | 45.5157 | 45.9422 | 54.8889 | 61.5941 | 58.3658 | 54.6723
TSO | - | 47 | 48 | 2020 | Summer | P, [MW] | Expected | - | 31.2859 | 45.3813 | 42.1503 | 38.4746 | 34.0824 | 40.1029 | 34.9556 | 34.8434 | 39.4348 | 35.191 | 28.5356 | 28.3825 | 15.938 | 7.4744 | 10.4355 | 9.9624 | 11.0268 | 12.4486 | 22.6271 | 18.1298 | 10.7857 | 9.0523 | 5.526 | 2.861
TSO | - | 48 | 49 | 2020 | Summer | P, [MW] | Expected | - | 4.8048 | 15.8841 | 12.6622 | 8.9614 | 7.8927 | 9.9327 | 4.1487 | 7.0649 | 8.7261 | 9.1882 | 4.4325 | 1.0591 | 4.9036 | 8.4118 | 9.242 | 9.7453 | 7.0006 | 6.6412 | 2.0784 | 2.4388 | 6.375 | 8.5282 | 6.6206 | 5.4047
TSO | - | 49 | 50 | 2020 | Summer | P, [MW] | Expected | - | 22.5724 | 16.8796 | 21.4226 | 24.204 | 24.2341 | 26.3781 | 23.5855 | 29.3434 | 30.0316 | 24.4948 | 28.8884 | 25.268 | 22.583 | 21.151 | 16.4217 | 17.5972 | 20.3035 | 20.8205 | 21.6244 | 24.2915 | 22.1823 | 22.3225 | 21.5589 | 22.6843
TSO | - | 50 | 51 | 2020 | Summer | P, [MW] | Expected | - | 7.1872 | 10.74 | 5.5319 | 3.3457 | 3.1689 | 0.71794 | 5.915 | 8.7512 | 11.2335 | 15.3288 | 12.2564 | 17.0843 | 18.3537 | 20.5814 | 21.6071 | 21.4465 | 17.9468 | 18.287 | 17.1487 | 15.3604 | 17.5214 | 18.6392 | 15.8447 | 11.4819
TSO | - | 10 | 51 | 2020 | Summer | P, [MW] | Expected | - | 31.6722 | 35.0493 | 27.8855 | 26.8908 | 24.4893 | 24.4185 | 35.3086 | 43.7104 | 46.0434 | 51.6229 | 46.1286 | 52.8006 | 53.3642 | 56.3523 | 56.7581 | 52.8797 | 49.9141 | 49.9002 | 48.6961 | 48.0821 | 49.4717 | 50.7734 | 44.7794 | 39.4215
TSO | - | 13 | 49 | 2020 | Summer | P, [MW] | Expected | - | 24.9076 | 33.6026 | 25.6367 | 19.621 | 20.6049 | 20.8808 | 27.0999 | 25.9777 | 25.753 | 37.1789 | 29.6669 | 35.5301 | 39.1224 | 42.9418 | 47.9279 | 42.705 | 39.6693 | 39.8518 | 38.7933 | 35.3523 | 40.236 | 43.0947 | 38.667 | 33.967
TSO | - | 29 | 52 | 2020 | Summer | P, [MW] | Expected | - | 13.4948 | 7.9656 | 11.9963 | 8.882 | 9.3134 | 9.2682 | 12.0554 | 22.5059 | 26.0578 | 27.1844 | 28.8909 | 29.2972 | 28.6915 | 31.1839 | 28.9955 | 26.2061 | 26.7955 | 26.5112 | 24.8652 | 25.3543 | 26.0147 | 30.5095 | 32.3304 | 23.4743
TSO | - | 52 | 53 | 2020 | Summer | P, [MW] | Expected | - | 6.6321 | 1.9522 | 6.4061 | 3.4145 | 3.7607 | 4.1224 | 5.7994 | 14.7272 | 17.4206 | 18.1445 | 19.1357 | 19.1793 | 18.7365 | 20.8673 | 19.4193 | 16.6168 | 17.5073 | 17.0158 | 15.887 | 16.4028 | 17.0758 | 20.8447 | 22.6353 | 15.2752
TSO | - | 53 | 54 | 2020 | Summer | P, [MW] | Expected | - | 3.9457 | 2.2601 | 0.71984 | 1.4026 | 2.559 | 2.027 | 5.564 | 10.273 | 13.4807 | 14.977 | 13.8657 | 18.6817 | 17.7751 | 17.5062 | 17.5327 | 15.5654 | 13.9215 | 13.8231 | 14.1265 | 12.9759 | 14.3849 | 17.4264 | 17.5547 | 12.9075
TSO | - | 54 | 55 | 2020 | Summer | P, [MW] | Expected | - | 3.9672 | 2.2684 | 0.70989 | 1.4071 | 2.5486 | 2.0215 | 5.5962 | 10.4035 | 13.7225 | 15.288 | 14.1195 | 19.1525 | 18.1955 | 17.9095 | 17.9026 | 15.8518 | 14.1635 | 14.075 | 14.3272 | 13.1497 | 14.5924 | 17.7367 | 17.8784 | 13.0791
TSO | - | 11 | 43 | 2020 | Summer | P, [MW] | Expected | - | 17.9698 | 17.8074 | 15.8749 | 13.8178 | 14.1652 | 16.1806 | 19.8959 | 21.4624 | 21.2255 | 18.0472 | 17.4082 | 19.886 | 19.836 | 20.9502 | 22.5773 | 21.76 | 20.3689 | 20.4467 | 21.0726 | 22.0776 | 22.4051 | 22.8988 | 18.9099 | 16.659
TSO | - | 44 | 45 | 2020 | Summer | P, [MW] | Expected | - | 36.8139 | 39.0135 | 36.4076 | 31.8415 | 33.5497 | 31.2423 | 34.7352 | 33.1903 | 38.0528 | 45.0366 | 44.0793 | 43 | 44.475 | 54.7434 | 53.467 | 51.2765 | 51.9797 | 51.912 | 39.8055 | 41.2805 | 43.5222 | 48.5596 | 47.5385 | 41.286
TSO | - | 40 | 56 | 2020 | Summer | P, [MW] | Expected | - | 4.8756 | 3.4417 | 4.1433 | 4.1489 | 4.5656 | 5.3187 | 5.5318 | 5.5153 | 6.4991 | 5.8139 | 5.7215 | 5.8319 | 5.4681 | 5.1661 | 4.4154 | 4.4058 | 4.5949 | 4.6739 | 4.8605 | 5.2633 | 4.6489 | 5.1515 | 4.3497 | 3.5608
TSO | - | 56 | 41 | 2020 | Summer | P, [MW] | Expected | - | 7.2177 | 7.6138 | 5.7416 | 5.7719 | 5.4067 | 5.3438 | 7.1432 | 8.7993 | 9.3538 | 10.26 | 9.8714 | 10.4772 | 10.6004 | 10.7697 | 10.283 | 9.9035 | 9.6308 | 9.6273 | 9.5859 | 10.5443 | 10.2363 | 10.6048 | 10.3525 | 7.9925
TSO | - | 56 | 42 | 2020 | Summer | P, [MW] | Expected | - | 3.0476 | 3.8462 | 2.6554 | 2.4031 | 1.899 | 1.7146 | 1.6876 | 1.6323 | 1.6569 | 2.4287 | 2.8521 | 2.3729 | 2.641 | 2.9348 | 3.6412 | 3.7023 | 3.4643 | 3.5953 | 3.8699 | 4.1232 | 3.9017 | 3.8165 | 4.2768 | 3.1098
TSO | - | 39 | 57 | 2020 | Summer | P, [MW] | Expected | - | 5.4025 | 4.1751 | 4.5611 | 4.539 | 4.8348 | 5.6791 | 6.1974 | 6.1795 | 7.1405 | 6.6617 | 6.5763 | 6.8236 | 6.6151 | 6.3038 | 5.7107 | 5.6984 | 5.664 | 5.7482 | 5.9274 | 6.3043 | 5.8198 | 6.2646 | 5.5471 | 4.537
TSO | - | 57 | 56 | 2020 | Summer | P, [MW] | Expected | - | 1.7071 | 1.7626 | 0.49171 | 0.3077 | 0.0049912 | 0.033363 | 1.8668 | 2.6804 | 3.5638 | 4.5324 | 4.9474 | 5.6236 | 6.5876 | 6.5905 | 6.8952 | 6.3289 | 5.6383 | 5.5005 | 4.6771 | 4.6988 | 5.2021 | 5.2771 | 5.2253 | 3.6821
TSO | - | 38 | 49 | 2020 | Summer | P, [MW] | Expected | - | 3.6443 | 3.6472 | 1.2859 | 1.4182 | 1.3093 | 0.88855 | 5.2738 | 2.3523 | 1.9717 | 0.39254 | 3.3214 | 6.6606 | 9.2322 | 10.4142 | 12.0555 | 12.4206 | 9.9796 | 10.0005 | 8.1801 | 7.3342 | 9.2667 | 10.9399 | 8.0901 | 4.6028
TSO | - | 38 | 48 | 2020 | Summer | P, [MW] | Expected | - | 26.3734 | 29.2791 | 29.3065 | 29.3602 | 26.0687 | 30.008 | 30.6671 | 27.6458 | 30.5452 | 25.8697 | 24.0145 | 27.22 | 20.7754 | 15.8208 | 19.6063 | 19.6375 | 17.9519 | 19.0119 | 24.6259 | 20.5136 | 17.1124 | 17.5237 | 12.1144 | 2.5214
TSO | - | 9 | 55 | 2020 | Summer | P, [MW] | Expected | - | 12.2503 | 13.2261 | 12.9468 | 13.0807 | 8.3281 | 6.4986 | 10.6236 | 12.3676 | 14.7771 | 14.3023 | 13.5198 | 16.9985 | 15.4641 | 14.3785 | 16.3306 | 15.7411 | 15.6327 | 15.8261 | 18.3368 | 17.224 | 17.4404 | 19.1353 | 20.4094 | 15.7921
DSO | 2 | 1 | 2 | 2020 | Summer | P, [MW] | 0 | 0 | 8.5166 | 7.5665 | 6.9231 | 6.9627 | 7.0175 | 7.1046 | 9.4795 | 11.7085 | 11.524 | 8.0329 | 4.7272 | 4.3316 | 4.5487 | 3.908 | 6.2297 | 7.4218 | 9.2428 | 11.2285 | 10.9716 | 11.5422 | 12.7476 | 12.9311 | 11.343 | 9.2086
DSO | 2 | 2 | 3 | 2020 | Summer | P, [MW] | 0 | 0 | 8.06 | 7.229 | 6.7315 | 6.7261 | 6.8323 | 6.8864 | 9.1611 | 11.2938 | 11.5366 | 8.2524 | 4.901 | 4.2805 | 4.5772 | 3.9541 | 6.2469 | 7.5323 | 9.5376 | 11.6226 | 11.3455 | 12.0627 | 12.9859 | 12.6839 | 10.8047 | 8.8168
DSO | 2 | 3 | 4 | 2020 | Summer | P, [MW] | 0 | 0 | 7.3619 | 6.5741 | 6.2019 | 6.1208 | 6.2161 | 6.2827 | 8.4724 | 10.5407 | 10.7656 | 7.5313 | 4.2048 | 3.5094 | 3.8305 | 3.2012 | 5.498 | 6.7653 | 8.7736 | 10.9393 | 10.5114 | 11.2079 | 12.2011 | 11.8623 | 10.0305 | 8.141
DSO | 2 | 4 | 5 | 2020 | Summer | P, [MW] | 0 | 0 | 5.7823 | 5.1472 | 4.8593 | 4.7817 | 4.8777 | 4.9425 | 6.7809 | 8.3209 | 8.2915 | 5.6263 | 2.9687 | 2.5062 | 2.7456 | 2.2694 | 3.921 | 5.0268 | 6.6257 | 8.2244 | 7.772 | 8.4632 | 9.4518 | 9.1279 | 7.6514 | 6.1445
DSO | 2 | 5 | 6 | 2020 | Summer | P, [MW] | 0 | 0 | 2.4505 | 2.2069 | 2.1692 | 2.1564 | 2.183 | 2.1759 | 2.3214 | 2.9669 | 2.5667 | 0.043172 | 1.582 | 2.8347 | 2.5497 | 2.9398 | 1.3454 | 0.085009 | 1.4262 | 3.0115 | 3.069 | 3.3595 | 3.9317 | 4.0656 | 3.5499 | 2.7083
DSO | 2 | 6 | 7 | 2020 | Summer | P, [MW] | 0 | 0 | 1.7715 | 1.5773 | 1.5107 | 1.5274 | 1.5152 | 1.547 | 1.7 | 1.9415 | 1.589 | 0.054286 | 1.0559 | 1.8343 | 1.6012 | 1.8742 | 0.86137 | 0.16032 | 0.84146 | 1.8905 | 1.9785 | 2.1065 | 2.3916 | 2.4464 | 2.2242 | 1.8621
DSO | 2 | 7 | 8 | 2020 | Summer | P, [MW] | 0 | 0 | 1.5456 | 1.3895 | 1.3235 | 1.3401 | 1.328 | 1.3595 | 1.4661 | 1.5739 | 1.1798 | 0.45603 | 1.4295 | 2.2107 | 1.9777 | 2.2546 | 1.2192 | 0.45493 | 0.54499 | 1.5893 | 1.6771 | 1.734 | 1.9795 | 2.0342 | 1.8822 | 1.5594
DSO | 2 | 2 | 9 | 2020 | Summer | P, [MW] | 0 | 0 | 0.09236 | 0.0019357 | 0.082545 | 0.07538 | 0.13243 | 0.093374 | 0.043053 | 0.0089757 | 0.43179 | 0.60522 | 0.53876 | 0.35384 | 0.42283 | 0.44217 | 0.41064 | 0.51524 | 0.70251 | 0.76712 | 0.82054 | 0.98021 | 0.66911 | 0.20165 | 0.12278 | 0.03465
DSO | 2 | 1 | 20 | 2020 | Summer | P, [MW] | 0 | 0 | 5.6886 | 5.6379 | 4.8255 | 5.1537 | 4.9282 | 4.9883 | 5.6021 | 6.4348 | 4.9559 | 1.7782 | 5.7128 | 7.8668 | 6.523 | 7.7144 | 4.4937 | 1.5914 | 2.6866 | 6.6922 | 6.8819 | 7.224 | 7.6152 | 7.4302 | 6.7745 | 6.2596
DSO | 2 | 20 | 21 | 2020 | Summer | P, [MW] | 0 | 0 | 4.1668 | 4.2662 | 3.5134 | 3.824 | 3.6124 | 3.6482 | 4.2173 | 4.9384 | 3.2595 | 3.5868 | 7.7591 | 10.0373 | 8.686 | 9.6886 | 6.2307 | 3.2375 | 1.0529 | 5.0443 | 5.2109 | 5.4949 | 5.6305 | 5.3879 | 4.9143 | 4.7231
DSO | 2 | 21 | 22 | 2020 | Summer | P, [MW] | 0 | 0 | 0.228 | 0.2039 | 0.19065 | 0.19039 | 0.19453 | 0.19864 | 0.24199 | 0.30087 | 0.25334 | 1.874 | 2.8875 | 3.543 | 3.2437 | 3.4604 | 2.4385 | 1.7087 | 0.77522 | 0.25547 | 0.31583 | 0.31444 | 0.31186 | 0.31363 | 0.29558 | 0.25343
DSO | 2 | 21 | 23 | 2020 | Summer | P, [MW] | 0 | 0 | 3.5276 | 3.6976 | 2.9828 | 3.3129 | 3.0991 | 3.125 | 3.575 | 4.1358 | 2.9592 | 2.2731 | 5.5007 | 7.234 | 6.1521 | 6.9593 | 4.4041 | 2.0748 | 1.2893 | 4.2173 | 4.3067 | 4.56 | 4.6796 | 4.4336 | 4.0381 | 3.9691
DSO | 2 | 23 | 24 | 2020 | Summer | P, [MW] | 0 | 0 | 0.7989 | 0.7916 | 0.76465 | 0.7492 | 0.74493 | 0.75659 | 0.75024 | 0.90457 | 0.42024 | 1.3501 | 2.379 | 3.0446 | 2.7043 | 2.9555 | 1.9962 | 1.2193 | 0.18941 | 0.82968 | 0.86014 | 0.84862 | 0.84703 | 0.83983 | 0.77795 | 0.75348
DSO | 2 | 23 | 25 | 2020 | Summer | P, [MW] | 0 | 0 | 1.6419 | 1.547 | 1.4859 | 1.3767 | 1.3311 | 1.3916 | 1.5352 | 1.973 | 1.0684 | 2.3877 | 4.4951 | 5.7118 | 5.0386 | 5.5728 | 3.8976 | 2.3817 | 0.18127 | 1.8506 | 2.0738 | 2.1878 | 2.2891 | 2.1321 | 1.8435 | 1.6784
DSO | 2 | 25 | 26 | 2020 | Summer | P, [MW] | 0 | 0 | 0.22825 | 0.21446 | 0.19579 | 0.20543 | 0.20155 | 0.20593 | 0.29445 | 0.37209 | 0.80362 | 4.2494 | 6.3858 | 7.7963 | 7.16 | 7.6539 | 5.5148 | 3.9718 | 1.9733 | 0.16679 | 0.31161 | 0.3393 | 0.35487 | 0.33167 | 0.29196 | 0.2433
DSO | 2 | 50 | 1 | 2020 | Summer | P, [MW] | 0 | 0 | 15.4626 | 14.53 | 13.1592 | 13.4684 | 13.3423 | 13.5889 | 16.4943 | 19.2217 | 17.3978 | 7.0373 | 0.33663 | 3.0214 | 1.4174 | 3.2989 | 2.4986 | 6.7126 | 12.9217 | 18.8839 | 18.8338 | 19.5362 | 20.9591 | 21.0371 | 19.0909 | 16.6243
DSO | 2 | 50 | 51 | 2020 | Summer | P, [MW] | 0 | 0 | 15.4942 | 14.6095 | 13.3112 | 13.5954 | 13.4804 | 13.7256 | 16.4812 | 19.1435 | 17.3715 | 7.3651 | 0.42995 | 2.1798 | 0.67183 | 2.4297 | 3.1158 | 7.1001 | 13.0344 | 18.8233 | 18.7724 | 19.4975 | 20.934 | 20.9988 | 19.036 | 16.6123
DSO | 2 | 1 | 2 | 2020 | Summer | P, [MW] | Expected | - | 8.5166 | 7.5665 | 6.9231 | 6.9627 | 7.0175 | 7.1046 | 9.4795 | 11.7085 | 11.524 | 8.0329 | 4.7272 | 4.3316 | 4.5487 | 3.908 | 6.2297 | 7.4218 | 9.2428 | 11.2285 | 10.9716 | 11.5422 | 12.7476 | 12.9311 | 11.343 | 9.2086
DSO | 2 | 2 | 3 | 2020 | Summer | P, [MW] | Expected | - | 8.06 | 7.229 | 6.7315 | 6.7261 | 6.8323 | 6.8864 | 9.1611 | 11.2938 | 11.5366 | 8.2524 | 4.901 | 4.2805 | 4.5772 | 3.9541 | 6.2469 | 7.5323 | 9.5376 | 11.6226 | 11.3455 | 12.0627 | 12.9859 | 12.6839 | 10.8047 | 8.8168
DSO | 2 | 3 | 4 | 2020 | Summer | P, [MW] | Expected | - | 7.3619 | 6.5741 | 6.2019 | 6.1208 | 6.2161 | 6.2827 | 8.4724 | 10.5407 | 10.7656 | 7.5313 | 4.2048 | 3.5094 | 3.8305 | 3.2012 | 5.498 | 6.7653 | 8.7736 | 10.9393 | 10.5114 | 11.2079 | 12.2011 | 11.8623 | 10.0305 | 8.141
DSO | 2 | 4 | 5 | 2020 | Summer | P, [MW] | Expected | - | 5.7823 | 5.1472 | 4.8593 | 4.7817 | 4.8777 | 4.9425 | 6.7809 | 8.3209 | 8.2915 | 5.6263 | 2.9687 | 2.5062 | 2.7456 | 2.2694 | 3.921 | 5.0268 | 6.6257 | 8.2244 | 7.772 | 8.4632 | 9.4518 | 9.1279 | 7.6514 | 6.1445
DSO | 2 | 5 | 6 | 2020 | Summer | P, [MW] | Expected | - | 2.4505 | 2.2069 | 2.1692 | 2.1564 | 2.183 | 2.1759 | 2.3214 | 2.9669 | 2.5667 | 0.043172 | 1.582 | 2.8347 | 2.5497 | 2.9398 | 1.3454 | 0.085009 | 1.4262 | 3.0115 | 3.069 | 3.3595 | 3.9317 | 4.0656 | 3.5499 | 2.7083
DSO | 2 | 6 | 7 | 2020 | Summer | P, [MW] | Expected | - | 1.7715 | 1.5773 | 1.5107 | 1.5274 | 1.5152 | 1.547 | 1.7 | 1.9415 | 1.589 | 0.054286 | 1.0559 | 1.8343 | 1.6012 | 1.8742 | 0.86137 | 0.16032 | 0.84146 | 1.8905 | 1.9785 | 2.1065 | 2.3916 | 2.4464 | 2.2242 | 1.8621
DSO | 2 | 7 | 8 | 2020 | Summer | P, [MW] | Expected | - | 1.5456 | 1.3895 | 1.3235 | 1.3401 | 1.328 | 1.3595 | 1.4661 | 1.5739 | 1.1798 | 0.45603 | 1.4295 | 2.2107 | 1.9777 | 2.2546 | 1.2192 | 0.45493 | 0.54499 | 1.5893 | 1.6771 | 1.734 | 1.9795 | 2.0342 | 1.8822 | 1.5594
DSO | 2 | 2 | 9 | 2020 | Summer | P, [MW] | Expected | - | 0.09236 | 0.0019357 | 0.082545 | 0.07538 | 0.13243 | 0.093374 | 0.043053 | 0.0089757 | 0.43179 | 0.60522 | 0.53876 | 0.35384 | 0.42283 | 0.44217 | 0.41064 | 0.51524 | 0.70251 | 0.76712 | 0.82054 | 0.98021 | 0.66911 | 0.20165 | 0.12278 | 0.03465
DSO | 2 | 1 | 20 | 2020 | Summer | P, [MW] | Expected | - | 5.6886 | 5.6379 | 4.8255 | 5.1537 | 4.9282 | 4.9883 | 5.6021 | 6.4348 | 4.9559 | 1.7782 | 5.7128 | 7.8668 | 6.523 | 7.7144 | 4.4937 | 1.5914 | 2.6866 | 6.6922 | 6.8819 | 7.224 | 7.6152 | 7.4302 | 6.7745 | 6.2596
DSO | 2 | 20 | 21 | 2020 | Summer | P, [MW] | Expected | - | 4.1668 | 4.2662 | 3.5134 | 3.824 | 3.6124 | 3.6482 | 4.2173 | 4.9384 | 3.2595 | 3.5868 | 7.7591 | 10.0373 | 8.686 | 9.6886 | 6.2307 | 3.2375 | 1.0529 | 5.0443 | 5.2109 | 5.4949 | 5.6305 | 5.3879 | 4.9143 | 4.7231
DSO | 2 | 21 | 22 | 2020 | Summer | P, [MW] | Expected | - | 0.228 | 0.2039 | 0.19065 | 0.19039 | 0.19453 | 0.19864 | 0.24199 | 0.30087 | 0.25334 | 1.874 | 2.8875 | 3.543 | 3.2437 | 3.4604 | 2.4385 | 1.7087 | 0.77522 | 0.25547 | 0.31583 | 0.31444 | 0.31186 | 0.31363 | 0.29558 | 0.25343
DSO | 2 | 21 | 23 | 2020 | Summer | P, [MW] | Expected | - | 3.5276 | 3.6976 | 2.9828 | 3.3129 | 3.0991 | 3.125 | 3.575 | 4.1358 | 2.9592 | 2.2731 | 5.5007 | 7.234 | 6.1521 | 6.9593 | 4.4041 | 2.0748 | 1.2893 | 4.2173 | 4.3067 | 4.56 | 4.6796 | 4.4336 | 4.0381 | 3.9691
DSO | 2 | 23 | 24 | 2020 | Summer | P, [MW] | Expected | - | 0.7989 | 0.7916 | 0.76465 | 0.7492 | 0.74493 | 0.75659 | 0.75024 | 0.90457 | 0.42024 | 1.3501 | 2.379 | 3.0446 | 2.7043 | 2.9555 | 1.9962 | 1.2193 | 0.18941 | 0.82968 | 0.86014 | 0.84862 | 0.84703 | 0.83983 | 0.77795 | 0.75348
DSO | 2 | 23 | 25 | 2020 | Summer | P, [MW] | Expected | - | 1.6419 | 1.547 | 1.4859 | 1.3767 | 1.3311 | 1.3916 | 1.5352 | 1.973 | 1.0684 | 2.3877 | 4.4951 | 5.7118 | 5.0386 | 5.5728 | 3.8976 | 2.3817 | 0.18127 | 1.8506 | 2.0738 | 2.1878 | 2.2891 | 2.1321 | 1.8435 | 1.6784
DSO | 2 | 25 | 26 | 2020 | Summer | P, [MW] | Expected | - | 0.22825 | 0.21446 | 0.19579 | 0.20543 | 0.20155 | 0.20593 | 0.29445 | 0.37209 | 0.80362 | 4.2494 | 6.3858 | 7.7963 | 7.16 | 7.6539 | 5.5148 | 3.9718 | 1.9733 | 0.16679 | 0.31161 | 0.3393 | 0.35487 | 0.33167 | 0.29196 | 0.2433
DSO | 2 | 50 | 1 | 2020 | Summer | P, [MW] | Expected | - | 15.4626 | 14.53 | 13.1592 | 13.4684 | 13.3423 | 13.5889 | 16.4943 | 19.2217 | 17.3978 | 7.0373 | 0.33663 | 3.0214 | 1.4174 | 3.2989 | 2.4986 | 6.7126 | 12.9217 | 18.8839 | 18.8338 | 19.5362 | 20.9591 | 21.0371 | 19.0909 | 16.6243
DSO | 2 | 50 | 51 | 2020 | Summer | P, [MW] | Expected | - | 15.4942 | 14.6095 | 13.3112 | 13.5954 | 13.4804 | 13.7256 | 16.4812 | 19.1435 | 17.3715 | 7.3651 | 0.42995 | 2.1798 | 0.67183 | 2.4297 | 3.1158 | 7.1001 | 13.0344 | 18.8233 | 18.7724 | 19.4975 | 20.934 | 20.9988 | 19.036 | 16.6123

## Transformer Ratio
Operator | Connection Node ID | From Node ID | To Node ID | Year | Day | Quantity | Market Scenario | Operation Scenario | 0 | 1 | 2 | 3 | 4 | 5 | 6 | 7 | 8 | 9 | 10 | 11 | 12 | 13 | 14 | 15 | 16 | 17 | 18 | 19 | 20 | 21 | 22 | 23
DSO | 2 | 50 | 1 | 2020 | Summer | Ratio | 0 | 0 | 0.95862 | 0.95484 | 0.94875 | 0.95158 | 0.94958 | 0.94652 | 0.95493 | 0.96964 | 0.9724 | 0.96285 | 0.95169 | 0.95453 | 0.9559 | 0.95396 | 0.95351 | 0.95665 | 0.9637 | 0.97289 | 0.97233 | 0.97984 | 0.98619 | 0.98386 | 0.97304 | 0.96388
DSO | 2 | 50 | 1 | 2020 | Summer | Ratio | Expected | - | 0.95862 | 0.95484 | 0.94875 | 0.95158 | 0.94958 | 0.94652 | 0.95493 | 0.96964 | 0.9724 | 0.96285 | 0.95169 | 0.95453 | 0.9559 | 0.95396 | 0.95351 | 0.95665 | 0.9637 | 0.97289 | 0.97233 | 0.97984 | 0.98619 | 0.98386 | 0.97304 | 0.96388

## Current
Operator | Connection Node ID | From Node ID | To Node ID | Year | Day | Quantity | Market Scenario | Operation Scenario | 0 | 1 | 2 | 3 | 4 | 5 | 6 | 7 | 8 | 9 | 10 | 11 | 12 | 13 | 14 | 15 | 16 | 17 | 18 | 19 | 20 | 21 | 22 | 23
TSO | - | 1 | 2 | 2020 | Summer | I, [%] | 0 | 0 | 45.45% | 60% | 69.37% | 64.46% | 61.96% | 76.83% | 45.81% | 67.42% | 80.22% | 59.09% | 76.7% | 71.69% | 67.58% | 68.71% | 27.47% | 33.42% | 49.47% | 61.04% | 42.14% | 40.61% | 40.69% | 32.34% | 22.82% | 23.75%
TSO | - | 2 | 3 | 2020 | Summer | I, [%] | 0 | 0 | 88.21% | 81.53% | 92.15% | 94.3% | 91.77% | 94.72% | 88.51% | 33.96% | 35.75% | 44% | 30.7% | 62.61% | 65.05% | 52.68% | 77.36% | 80.82% | 58.27% | 58.93% | 72.64% | 63.22% | 64.72% | 81.88% | 61.99% | 68.43%
TSO | - | 3 | 4 | 2020 | Summer | I, [%] | 0 | 0 | 37.81% | 34.25% | 34.11% | 35.19% | 36.65% | 39.62% | 48.26% | 34.69% | 41.29% | 39.84% | 34% | 34.55% | 34.97% | 34.14% | 40.15% | 38.62% | 39.03% | 37.35% | 29.9% | 30.16% | 30.11% | 34.59% | 29.35% | 30.34%
TSO | - | 4 | 5 | 2020 | Summer | I, [%] | 0 | 0 | 95.82% | 95.66% | 96.95% | 97.29% | 97.18% | 97.48% | 95.43% | 89.12% | 87.27% | 85.84% | 86.86% | 81.91% | 81.6% | 82.68% | 89.57% | 89.25% | 90.94% | 90.51% | 83.61% | 87.07% | 87.54% | 82.82% | 88.8% | 94.25%
TSO | - | 4 | 6 | 2020 | Summer | I, [%] | 0 | 0 | 13.85% | 14.3% | 14.08% | 14.53% | 14.78% | 15.64% | 14.43% | 18.18% | 17.88% | 17.93% | 17.9% | 20.51% | 19.95% | 20.44% | 17.56% | 16.96% | 16.09% | 15.92% | 17.26% | 18.71% | 19.42% | 18.8% | 18.75% | 15.77%
TSO | - | 6 | 7 | 2020 | Summer | I, [%] | 0 | 0 | 41.79% | 38.29% | 44.18% | 40.63% | 40.2% | 37.23% | 39.03% | 26.65% | 38.46% | 51.94% | 49.55% | 30.11% | 33% | 59.09% | 44.47% | 41.62% | 55.34% | 55.05% | 30.38% | 25.25% | 24.01% | 33.26% | 36.91% | 39.43%
TSO | - | 6 | 8 | 2020 | Summer | I, [%] | 0 | 0 | 92.15% | 91.96% | 95.71% | 96.75% | 96.83% | 97.31% | 93.14% | 76.34% | 61.52% | 56.32% | 59.1% | 49.93% | 49.33% | 48.82% | 65.06% | 68.58% | 73.41% | 71.81% | 70.19% | 82.16% | 84.97% | 67.89% | 76.06% | 89.17%
TSO | - | 8 | 9 | 2020 | Summer | I, [%] | 0 | 0 | 48.02% | 39.08% | 59.78% | 37.26% | 57.74% | 62.6% | 43.83% | 87.11% | 92.81% | 92.25% | 93.16% | 94.04% | 93.3% | 90.04% | 86.91% | 84.97% | 89.98% | 89.63% | 61.23% | 80.97% | 78.28% | 74.41% | 82.58% | 58.93%
TSO | - | 9 | 10 | 2020 | Summer | I, [%] | 0 | 0 | 25.74% | 42.43% | 18.08% | 26.42% | 17.08% | 15.73% | 23.18% | 58.72% | 49.42% | 48.72% | 49.32% | 44.21% | 41.63% | 38.45% | 34.82% | 28.98% | 41.14% | 40.34% | 27.91% | 44.12% | 41.75% | 30.11% | 43.16% | 41.21%
TSO | - | 9 | 11 | 2020 | Summer | I, [%] | 0 | 0 | 25.17% | 39.41% | 13.42% | 23.05% | 15.29% | 14.52% | 24.01% | 55.08% | 45.07% | 35.3% | 41.2% | 37.48% | 35.03% | 34.04% | 26.95% | 31.7% | 34.81% | 33.73% | 27.57% | 46.25% | 45.85% | 32.16% | 44.91% | 40.73%
TSO | - | 9 | 12 | 2020 | Summer | I, [%] | 0 | 0 | 33.09% | 51.74% | 31.42% | 36.48% | 30.38% | 30.29% | 28.46% | 64.95% | 48.58% | 51.49% | 45.11% | 47.94% | 47.36% | 41.81% | 33.22% | 30.93% | 43.29% | 43.11% | 35.46% | 44.8% | 41.26% | 35.8% | 44.03% | 46.38%
TSO | - | 9 | 13 | 2020 | Summer | I, [%] | 0 | 0 | 10.33% | 24.43% | 7.568% | 10.08% | 9.078% | 13.66% | 10.3% | 37.84% | 30.65% | 24.71% | 27.93% | 25.15% | 24.58% | 22.35% | 18.66% | 20.99% | 24.54% | 23.68% | 10.79% | 28.47% | 27.73% | 13.83% | 28.79% | 26.3%
TSO | - | 13 | 14 | 2020 | Summer | I, [%] | 0 | 0 | 48.9% | 50.51% | 53.6% | 54.11% | 54.72% | 53.14% | 50.73% | 36.88% | 17.5% | 18.73% | 16.89% | 18.82% | 23.3% | 19.86% | 19.87% | 13.4% | 16.18% | 16.51% | 43.24% | 34.37% | 38.39% | 40.69% | 38.11% | 46.89%
TSO | - | 13 | 15 | 2020 | Summer | I, [%] | 0 | 0 | 65.07% | 66.33% | 69.88% | 64.79% | 68.22% | 61.35% | 54.42% | 51.12% | 46.73% | 49.19% | 54.45% | 32.67% | 31.41% | 50.33% | 33.3% | 36.98% | 51.19% | 49.78% | 45.44% | 48.47% | 44.31% | 49.87% | 60.07% | 60.79%
TSO | - | 1 | 15 | 2020 | Summer | I, [%] | 0 | 0 | 65.63% | 61.47% | 69.2% | 67.66% | 67.85% | 67.18% | 60.01% | 30.58% | 40.11% | 41.97% | 39.45% | 46.79% | 49.01% | 51.48% | 64.92% | 66.09% | 50.96% | 52.01% | 46.02% | 43.88% | 45.12% | 64.37% | 59.94% | 59.02%
TSO | - | 1 | 16 | 2020 | Summer | I, [%] | 0 | 0 | 42.9% | 43.88% | 43.82% | 43.27% | 43.23% | 42.73% | 39.47% | 35.16% | 35.86% | 38.14% | 37.61% | 34.3% | 33.7% | 35.13% | 35.22% | 32.81% | 36.48% | 36.43% | 30.89% | 35.23% | 34.12% | 37.77% | 41.91% | 42.9%
TSO | - | 1 | 17 | 2020 | Summer | I, [%] | 0 | 0 | 96.89% | 97.81% | 97.89% | 97.46% | 98.18% | 98.3% | 96.78% | 90.97% | 96.45% | 97.46% | 96.8% | 96.72% | 95.54% | 95.86% | 96.01% | 88.27% | 96.72% | 96.59% | 81.12% | 87.77% | 89.91% | 94.8% | 95.9% | 97.37%
TSO | - | 3 | 15 | 2020 | Summer | I, [%] | 0 | 0 | 26.85% | 32.48% | 28.69% | 21.63% | 25.84% | 18.8% | 18.18% | 64.24% | 58.36% | 60.73% | 67.4% | 43.72% | 43.26% | 64.37% | 31.28% | 32.97% | 59.81% | 58.48% | 30.19% | 41.4% | 38.27% | 31.92% | 44.43% | 32.86%
TSO | - | 4 | 18 | 2020 | Summer | I, [%] | 0 | 0 | 19.51% | 18.43% | 16.74% | 16.08% | 16.93% | 18.54% | 24.55% | 28.08% | 28.71% | 27.46% | 24.4% | 28.79% | 28.14% | 27.98% | 25.59% | 24.54% | 23.53% | 23.06% | 22.65% | 25.34% | 25.66% | 26.49% | 22.66% | 19.72%
TSO | - | 5 | 6 | 2020 | Summer | I, [%] | 0 | 0 | 11.71% | 11.58% | 11.08% | 11.9% | 12.15% | 14.02% | 13.04% | 22.76% | 24.59% | 25.38% | 25.25% | 30.61% | 29.43% | 30.27% | 26.13% | 23.78% | 22.23% | 21.87% | 23.53% | 24.78% | 26.28% | 28.21% | 28.6% | 20.3%
TSO | - | 7 | 8 | 2020 | Summer | I, [%] | 0 | 0 | 46.04% | 47.14% | 42.02% | 44.52% | 44.28% | 48.95% | 49.49% | 70.48% | 60.64% | 47.79% | 53.81% | 72.43% | 69.15% | 45.36% | 65% | 61.7% | 47.28% | 46.06% | 68.48% | 78.09% | 81.29% | 76.21% | 79.53% | 65.71%
TSO | - | 10 | 12 | 2020 | Summer | I, [%] | 0 | 0 | 34.78% | 34.93% | 38.9% | 36.17% | 37.56% | 37.54% | 34.05% | 20.73% | 18.99% | 29.8% | 13.49% | 35.16% | 38.43% | 44.18% | 37.86% | 41.33% | 33.2% | 35.02% | 41.92% | 29.9% | 30.44% | 43.74% | 30.42% | 32.41%
TSO | - | 11 | 13 | 2020 | Summer | I, [%] | 0 | 0 | 21.66% | 20.12% | 50.69% | 15.51% | 46.43% | 65.29% | 36.64% | 44.97% | 51.43% | 55.11% | 42.72% | 53.8% | 62.5% | 56.88% | 66.71% | 57.52% | 59.49% | 59.58% | 24.43% | 20.28% | 16.92% | 21.46% | 25.72% | 23.94%
TSO | - | 12 | 13 | 2020 | Summer | I, [%] | 0 | 0 | 53.61% | 59.57% | 55.51% | 58.44% | 57.22% | 60.12% | 52.95% | 55.84% | 31.01% | 43.3% | 30% | 39.71% | 40.03% | 39.76% | 26.96% | 31.49% | 32.86% | 33.74% | 50.43% | 45.49% | 43.71% | 50.16% | 48.41% | 55.34%
TSO | - | 12 | 16 | 2020 | Summer | I, [%] | 0 | 0 | 48.14% | 50.29% | 49.03% | 49.61% | 50.12% | 47.94% | 45.81% | 55.81% | 10.83% | 12.4% | 11.76% | 19.45% | 21.65% | 22.85% | 13.84% | 13.96% | 12.11% | 12.77% | 55.6% | 46.72% | 49.09% | 45.24% | 44.23% | 46.55%
TSO | - | 12 | 17 | 2020 | Summer | I, [%] | 0 | 0 | 62.65% | 65.62% | 65.24% | 64.72% | 64.63% | 62.51% | 53.24% | 52.58% | 23.3% | 28.98% | 28.96% | 18.5% | 19.11% | 21% | 21.82% | 16.29% | 24.61% | 24.87% | 46.24% | 46.92% | 46.14% | 45.9% | 55.12% | 60.15%
TSO | - | 14 | 15 | 2020 | Summer | I, [%] | 0 | 0 | 70.97% | 71.86% | 73.61% | 66.41% | 70.97% | 62.39% | 56.74% | 57.57% | 60.33% | 66.86% | 73.06% | 51.66% | 56.48% | 80.78% | 67.07% | 69.1% | 79.64% | 79.03% | 54.9% | 62.37% | 60.21% | 68.43% | 79.21% | 70.32%
TSO | - | 18 | 19 | 2020 | Summer | I, [%] | 0 | 0 | 28.62% | 32.92% | 34.14% | 16.09% | 20.46% | 23.3% | 17.49% | 18.99% | 11.86% | 6.07% | 7.856% | 7.691% | 7.21% | 15.09% | 27.14% | 25.67% | 27.83% | 27.24% | 21.28% | 21.42% | 21.51% | 22.68% | 15.08% | 14.93%
TSO | - | 19 | 20 | 2020 | Summer | I, [%] | 0 | 0 | 7.615% | 11.88% | 8.84% | 9.918% | 9.283% | 4.002% | 6.014% | 7.049% | 10.98% | 29.86% | 35.57% | 21.22% | 21.38% | 32.27% | 15.99% | 15.53% | 27.58% | 27.2% | 13.64% | 14.07% | 14.16% | 15.11% | 27.99% | 19.02%
TSO | - | 21 | 20 | 2020 | Summer | I, [%] | 0 | 0 | 12.75% | 12.42% | 12.53% | 9.973% | 9.081% | 18.11% | 21.57% | 11.53% | 11.19% | 13.74% | 15.34% | 13.71% | 13.52% | 19.41% | 12.36% | 10.58% | 11.35% | 10.79% | 8.819% | 6.589% | 5.272% | 7.829% | 13.82% | 8.967%
TSO | - | 21 | 22 | 2020 | Summer | I, [%] | 0 | 0 | 25.5% | 24.84% | 25.05% | 19.95% | 18.16% | 36.22% | 43.15% | 23.07% | 22.37% | 27.47% | 30.68% | 27.41% | 27.04% | 38.82% | 24.73% | 21.16% | 22.71% | 21.58% | 17.64% | 13.18% | 10.54% | 15.66% | 27.63% | 17.93%
TSO | - | 22 | 23 | 2020 | Summer | I, [%] | 0 | 0 | 26.77% | 41.85% | 28.81% | 17.12% | 17.56% | 14.78% | 26.47% | 40.85% | 46.82% | 68.18% | 50.19% | 56.4% | 59.58% | 62.14% | 74.44% | 64.91% | 58.84% | 57.95% | 30.83% | 25.64% | 34.05% | 46.09% | 45.77% | 61.13%
TSO | - | 23 | 24 | 2020 | Summer | I, [%] | 0 | 0 | 39.6% | 62.07% | 53.03% | 45.85% | 42.8% | 45.23% | 46.74% | 37.44% | 43.03% | 57.01% | 43.01% | 50.05% | 51.86% | 58.24% | 55.94% | 55.84% | 54.52% | 55.31% | 20.15% | 32.61% | 38.59% | 32% | 39.48% | 46.3%
TSO | - | 24 | 25 | 2020 | Summer | I, [%] | 0 | 0 | 22.81% | 51.04% | 38.11% | 23.4% | 22.85% | 20.08% | 18.23% | 18.87% | 19.13% | 32.79% | 18.47% | 19.92% | 18% | 18.87% | 26.42% | 19.27% | 20.83% | 20.72% | 24.1% | 22.66% | 21.53% | 19.91% | 19.72% | 16.65%
TSO | - | 24 | 26 | 2020 | Summer | I, [%] | 0 | 0 | 35.26% | 62.04% | 41.28% | 32.29% | 37.93% | 33.75% | 32.26% | 48.88% | 38.04% | 42.55% | 42.88% | 34.16% | 39.72% | 48.78% | 41.34% | 46.28% | 49.81% | 50.4% | 38.44% | 52.13% | 54.9% | 41.17% | 51.32% | 42.77%
TSO | - | 26 | 27 | 2020 | Summer | I, [%] | 0 | 0 | 35.26% | 62.04% | 41.28% | 32.29% | 37.93% | 33.75% | 32.26% | 48.88% | 38.04% | 42.55% | 42.88% | 34.16% | 39.72% | 48.78% | 41.34% | 46.28% | 49.81% | 50.4% | 38.44% | 52.13% | 54.9% | 41.17% | 51.32% | 42.77%
TSO | - | 27 | 28 | 2020 | Summer | I, [%] | 0 | 0 | 19.12% | 25.07% | 19.6% | 17.11% | 17.48% | 16.77% | 19.32% | 28.05% | 24.79% | 26.84% | 25.67% | 24.12% | 24.84% | 27.41% | 26.05% | 24.35% | 25.74% | 25.58% | 24.2% | 27.54% | 27.66% | 24.98% | 25.25% | 22.22%
TSO | - | 28 | 29 | 2020 | Summer | I, [%] | 0 | 0 | 25.41% | 30.69% | 24.85% | 22.18% | 22.62% | 21.9% | 25.19% | 35.06% | 32.54% | 34.97% | 34.39% | 33.12% | 33.61% | 36.46% | 34.44% | 32.71% | 33.91% | 33.86% | 32.38% | 35.63% | 35.69% | 33.6% | 33.7% | 29.37%
TSO | - | 7 | 29 | 2020 | Summer | I, [%] | 0 | 0 | 23.83% | 21.11% | 20.61% | 17.08% | 16.02% | 16.44% | 23.06% | 40.26% | 43.22% | 46.15% | 46.82% | 49.21% | 48.41% | 51.52% | 48.4% | 43.83% | 44.12% | 43.82% | 42.23% | 43.66% | 44.74% | 49.27% | 51.03% | 38.61%
TSO | - | 25 | 30 | 2020 | Summer | I, [%] | 0 | 0 | 38.3% | 28.79% | 40.14% | 40.84% | 40.31% | 33.26% | 30.84% | 31.47% | 30.37% | 20.31% | 31.01% | 25.87% | 29.96% | 28.63% | 25.38% | 30.06% | 35.04% | 35.36% | 38.35% | 41.88% | 38% | 34.2% | 36.23% | 31.8%
TSO | - | 30 | 31 | 2020 | Summer | I, [%] | 0 | 0 | 71.48% | 60.86% | 81.31% | 81.26% | 77.8% | 67% | 56.76% | 52.21% | 49.67% | 23.06% | 44.92% | 32.72% | 36.65% | 32.58% | 29.07% | 41.99% | 52.08% | 53.2% | 59.46% | 69.2% | 60.32% | 52.62% | 56.91% | 47.05%
TSO | - | 31 | 32 | 2020 | Summer | I, [%] | 0 | 0 | 49.05% | 67.51% | 63.42% | 51.18% | 50.32% | 52.89% | 51.15% | 49.89% | 52.92% | 52.57% | 61.09% | 64.01% | 67.17% | 70.53% | 59.04% | 63.15% | 59.01% | 61.02% | 46.64% | 53.86% | 56.29% | 56.53% | 56.67% | 56.54%
TSO | - | 32 | 33 | 2020 | Summer | I, [%] | 0 | 0 | 46.17% | 42.35% | 38.72% | 38.37% | 37.6% | 49.25% | 55.27% | 55.63% | 64.41% | 67.03% | 69.03% | 74.55% | 79.04% | 77% | 75.66% | 71.71% | 67.24% | 66.92% | 64.07% | 66.53% | 66.56% | 69.23% | 64.91% | 50.64%
TSO | - | 34 | 32 | 2020 | Summer | I, [%] | 0 | 0 | 37.03% | 52.66% | 48.06% | 37.98% | 35.42% | 33.56% | 31.66% | 25.49% | 30.21% | 37.54% | 29.85% | 31.79% | 32.55% | 31.56% | 37.67% | 33.52% | 35.26% | 35.58% | 37.53% | 37.03% | 34.16% | 33.39% | 32.91% | 28.05%
TSO | - | 34 | 35 | 2020 | Summer | I, [%] | 0 | 0 | 36.72% | 52.41% | 47.89% | 37.86% | 35.25% | 33.57% | 31.47% | 25.03% | 29.55% | 36.75% | 28.98% | 30.85% | 31.47% | 30.4% | 36.65% | 32.62% | 34.32% | 34.66% | 37.03% | 36.41% | 33.51% | 32.72% | 32.28% | 27.31%
TSO | - | 35 | 36 | 2020 | Summer | I, [%] | 0 | 0 | 15.27% | 18.03% | 16.76% | 15.07% | 14.46% | 14.25% | 16.7% | 17.43% | 19.17% | 19.56% | 17.78% | 19.46% | 19.09% | 18.07% | 18.21% | 16.95% | 17.17% | 16.57% | 17.72% | 17.95% | 17.09% | 17.89% | 16.66% | 13.86%
TSO | - | 36 | 37 | 2020 | Summer | I, [%] | 0 | 0 | 20.23% | 21.57% | 21.04% | 19.3% | 19.09% | 19.64% | 22.2% | 22.99% | 25.58% | 25.16% | 23.27% | 24.95% | 24.5% | 23.1% | 22.53% | 21.19% | 21.43% | 20.97% | 22.58% | 23.22% | 21.76% | 23.01% | 20.99% | 17.39%
TSO | - | 37 | 38 | 2020 | Summer | I, [%] | 0 | 0 | 25.71% | 25.89% | 25.75% | 23.92% | 23.98% | 25.38% | 28.4% | 29.36% | 32.93% | 31.97% | 30.05% | 31.96% | 31.57% | 29.81% | 28.61% | 27.06% | 27.16% | 26.8% | 28.68% | 29.72% | 27.77% | 29.48% | 26.66% | 21.96%
TSO | - | 37 | 39 | 2020 | Summer | I, [%] | 0 | 0 | 27.39% | 21.87% | 23.79% | 23.08% | 24.46% | 28.55% | 31.12% | 32.18% | 37.19% | 34.54% | 34.37% | 35.75% | 35.92% | 34.22% | 30.8% | 29.73% | 29.15% | 29.48% | 30.69% | 32.67% | 30.22% | 32.61% | 28.52% | 22.9%
TSO | - | 36 | 40 | 2020 | Summer | I, [%] | 0 | 0 | 25.41% | 19.77% | 22.76% | 21.66% | 23.53% | 26.97% | 27.96% | 28.6% | 33.54% | 29.76% | 29.49% | 29.94% | 28.59% | 26.97% | 22.8% | 22.52% | 23.51% | 23.91% | 25.02% | 27.07% | 23.9% | 26.5% | 22.27% | 17.98%
TSO | - | 22 | 38 | 2020 | Summer | I, [%] | 0 | 0 | 25.44% | 32.9% | 24.61% | 10.98% | 12.88% | 17.05% | 37.01% | 33.13% | 52.57% | 74.66% | 55.63% | 70.07% | 68.54% | 69.97% | 85.57% | 75.08% | 61.29% | 58.9% | 35% | 27.06% | 37.81% | 50.46% | 31.97% | 53.37%
TSO | - | 11 | 41 | 2020 | Summer | I, [%] | 0 | 0 | 9.206% | 9.147% | 8.151% | 8.097% | 8.022% | 8.392% | 9.95% | 11.23% | 11.62% | 11.41% | 11.06% | 12.21% | 12.37% | 12.37% | 11.75% | 11.2% | 10.95% | 10.99% | 11.18% | 11.68% | 11.88% | 12.14% | 11.07% | 9.515%
TSO | - | 41 | 42 | 2020 | Summer | I, [%] | 0 | 0 | 12.37% | 12.44% | 10.4% | 10.76% | 10.45% | 10.83% | 13.57% | 16.1% | 16.9% | 17.73% | 16.51% | 18.3% | 18.5% | 18.44% | 16.53% | 15.69% | 15.07% | 14.99% | 15.09% | 16.56% | 16.34% | 17.05% | 16.19% | 13.27%
TSO | - | 41 | 43 | 2020 | Summer | I, [%] | 0 | 0 | 16.55% | 16.45% | 14.43% | 15.01% | 14.73% | 14.89% | 17.87% | 20.44% | 21.5% | 22.13% | 21.54% | 23.41% | 23.68% | 23.35% | 21.37% | 20.39% | 20.26% | 20.34% | 20.54% | 21.48% | 21.86% | 22.35% | 21.14% | 17.96%
TSO | - | 38 | 44 | 2020 | Summer | I, [%] | 0 | 0 | 21.37% | 24.51% | 22.2% | 17.89% | 19.2% | 17.61% | 18.6% | 17.98% | 19.92% | 25.67% | 24.21% | 19.26% | 28.33% | 32.69% | 32.39% | 30.94% | 30.82% | 31.78% | 23.38% | 23.63% | 25.23% | 28.82% | 31.31% | 26.01%
TSO | - | 15 | 45 | 2020 | Summer | I, [%] | 0 | 0 | 36.34% | 38.39% | 35.67% | 31.31% | 32.95% | 30.98% | 34.31% | 34.73% | 38.87% | 45.19% | 44.87% | 43.18% | 44.43% | 54.35% | 52.94% | 50.87% | 51.7% | 51.57% | 40.77% | 41.91% | 43.86% | 48.62% | 47.33% | 40.82%
TSO | - | 14 | 46 | 2020 | Summer | I, [%] | 0 | 0 | 29.6% | 30.41% | 26.47% | 24.95% | 27.62% | 27.42% | 30.84% | 25.69% | 28.93% | 43.19% | 39.92% | 44.8% | 54.26% | 67.63% | 67.54% | 62.85% | 60.78% | 60.68% | 45.84% | 46.12% | 55.03% | 61.66% | 58.48% | 55%
TSO | - | 46 | 47 | 2020 | Summer | I, [%] | 0 | 0 | 29.5% | 30.31% | 26.32% | 24.72% | 27.42% | 27.17% | 30.69% | 25.74% | 29.04% | 43.32% | 40.03% | 44.91% | 54.34% | 67.69% | 67.59% | 62.88% | 60.82% | 60.72% | 45.87% | 46.15% | 55.04% | 61.66% | 58.47% | 54.95%
TSO | - | 47 | 48 | 2020 | Summer | I, [%] | 0 | 0 | 31.03% | 44.91% | 41.38% | 37.58% | 33.41% | 38.88% | 34.64% | 35.44% | 39.71% | 35.03% | 28.67% | 28.65% | 17.84% | 16.01% | 14.59% | 14.74% | 17.71% | 19.51% | 23.32% | 19.16% | 14.2% | 13.29% | 9.425% | 7.537%
TSO | - | 48 | 49 | 2020 | Summer | I, [%] | 0 | 0 | 6.559% | 16.87% | 13.37% | 10.53% | 9.497% | 11.19% | 7.622% | 8.291% | 8.782% | 10.41% | 4.904% | 3.519% | 5.847% | 8.448% | 9.433% | 9.713% | 7.631% | 6.789% | 5.601% | 4.639% | 8.318% | 10.55% | 8.785% | 9.601%
TSO | - | 49 | 50 | 2020 | Summer | I, [%] | 0 | 0 | 22.64% | 17.87% | 22.05% | 24.05% | 24.09% | 26.33% | 23.62% | 31.91% | 32.39% | 24.56% | 31.02% | 26.59% | 24.36% | 23.14% | 16.53% | 17.98% | 20.31% | 21.68% | 27.55% | 26.62% | 24.81% | 24.28% | 23.47% | 24%
TSO | - | 50 | 51 | 2020 | Summer | I, [%] | 0 | 0 | 11.39% | 14.63% | 11.23% | 10.91% | 10.83% | 12.15% | 13.62% | 9.048% | 15.85% | 19.04% | 15.93% | 21.62% | 21.96% | 23.31% | 22.01% | 21.5% | 19.18% | 20.7% | 17.59% | 15.75% | 18.1% | 19.58% | 17.4% | 14.14%
TSO | - | 10 | 51 | 2020 | Summer | I, [%] | 0 | 0 | 35.93% | 39.18% | 34.15% | 33.66% | 32.27% | 32.05% | 38.22% | 45.52% | 49.67% | 53.75% | 48.92% | 56.61% | 56.19% | 58.69% | 55.23% | 52.41% | 49.85% | 50.17% | 49.54% | 48.86% | 50.36% | 51.92% | 46.94% | 42.68%
TSO | - | 13 | 49 | 2020 | Summer | I, [%] | 0 | 0 | 25.8% | 33.64% | 26.22% | 22.64% | 23.58% | 24.62% | 28.54% | 27.29% | 30.66% | 43.44% | 34.05% | 41.31% | 43.48% | 46.61% | 49.47% | 43.67% | 41.76% | 42.36% | 39.82% | 35.96% | 40.72% | 43.43% | 38.93% | 34.69%
TSO | - | 29 | 52 | 2020 | Summer | I, [%] | 0 | 0 | 15.14% | 9.405% | 12.65% | 9.39% | 9.609% | 9.349% | 13.05% | 26.21% | 28.72% | 30.11% | 32.31% | 33.78% | 33.02% | 34.9% | 32.46% | 28.75% | 28.64% | 28.74% | 28.1% | 28.45% | 28.71% | 34.16% | 36.12% | 26.56%
TSO | - | 52 | 53 | 2020 | Summer | I, [%] | 0 | 0 | 9.585% | 5.787% | 8.005% | 5.142% | 4.912% | 4.11% | 7.972% | 19.23% | 20.4% | 20.54% | 22.23% | 22.89% | 22.13% | 23.95% | 22.7% | 18.91% | 19.21% | 18.99% | 19.66% | 19.97% | 20.35% | 24.94% | 27.06% | 19.19%
TSO | - | 53 | 54 | 2020 | Summer | I, [%] | 0 | 0 | 4.171% | 2.286% | 1.739% | 1.455% | 2.601% | 2.52% | 5.716% | 11.41% | 15.7% | 17.87% | 16.12% | 22.18% | 20.92% | 20.49% | 19.68% | 17.27% | 15.75% | 16.03% | 14.65% | 13.53% | 14.91% | 18.26% | 18.61% | 13.5%
TSO | - | 54 | 55 | 2020 | Summer | I, [%] | 0 | 0 | 5.558% | 3.69% | 4.438% | 2.842% | 4.08% | 2.409% | 6.232% | 12.66% | 17.07% | 19.29% | 17.45% | 23.53% | 22.27% | 21.82% | 20.84% | 18.38% | 17.02% | 17.4% | 15.19% | 14.24% | 15.43% | 18.84% | 19.29% | 14.1%
TSO | - | 11 | 43 | 2020 | Summer | I, [%] | 0 | 0 | 18.63% | 18.5% | 17.12% | 15.11% | 15.39% | 17.52% | 20.17% | 21.94% | 21.77% | 18.7% | 17.91% | 20.74% | 21.17% | 22% | 23% | 21.91% | 20.53% | 20.62% | 21.35% | 22.24% | 22.61% | 23.09% | 19.01% | 16.92%
TSO | - | 44 | 45 | 2020 | Summer | I, [%] | 0 | 0 | 36.35% | 38.41% | 35.66% | 31.26% | 32.91% | 30.9% | 34.29% | 34.85% | 38.96% | 45.27% | 44.96% | 43.25% | 44.49% | 54.4% | 52.99% | 50.91% | 51.76% | 51.62% | 40.87% | 42% | 43.93% | 48.67% | 47.36% | 40.8%
TSO | - | 40 | 56 | 2020 | Summer | I, [%] | 0 | 0 | 25.41% | 19.77% | 22.76% | 21.66% | 23.53% | 26.97% | 27.96% | 28.6% | 33.54% | 29.76% | 29.49% | 29.94% | 28.59% | 26.97% | 22.8% | 22.52% | 23.51% | 23.91% | 25.02% | 27.07% | 23.9% | 26.5% | 22.27% | 17.98%
TSO | - | 56 | 41 | 2020 | Summer | I, [%] | 0 | 0 | 40.1% | 41.8% | 33.01% | 34.02% | 32.1% | 33.4% | 40.94% | 45.67% | 47.84% | 51.79% | 50.24% | 52.97% | 53.88% | 54.69% | 51.92% | 50.33% | 48.54% | 48.69% | 49.87% | 54.24% | 53.17% | 54.97% | 53.98% | 43.27%
TSO | - | 56 | 42 | 2020 | Summer | I, [%] | 0 | 0 | 15.2% | 19.37% | 13.47% | 11.78% | 9.352% | 9.515% | 11.78% | 14.35% | 11.64% | 14.34% | 15.45% | 13.84% | 15.74% | 16.68% | 19.62% | 20.14% | 17.63% | 18.36% | 20.63% | 21.72% | 21.02% | 19.78% | 22.06% | 16.15%
TSO | - | 39 | 57 | 2020 | Summer | I, [%] | 0 | 0 | 27.39% | 21.87% | 23.79% | 23.08% | 24.46% | 28.55% | 31.12% | 32.18% | 37.19% | 34.54% | 34.37% | 35.75% | 35.92% | 34.22% | 30.8% | 29.73% | 29.15% | 29.48% | 30.69% | 32.67% | 30.22% | 32.61% | 28.52% | 22.9%
TSO | - | 57 | 56 | 2020 | Summer | I, [%] | 0 | 0 | 10.52% | 10.49% | 5.902% | 7.823% | 7.248% | 12% | 16.34% | 17.95% | 19.65% | 23.95% | 25.95% | 29.54% | 34.51% | 34.48% | 35.67% | 33.2% | 28.99% | 28.42% | 25.53% | 25.71% | 28.11% | 28.32% | 27.92% | 20.91%
TSO | - | 38 | 49 | 2020 | Summer | I, [%] | 0 | 0 | 5.638% | 6.419% | 4.74% | 5.446% | 4.784% | 5.095% | 7.693% | 3.753% | 2.615% | 5.148% | 3.951% | 8.185% | 10.75% | 11.58% | 13.04% | 12.85% | 12.18% | 11.53% | 9.089% | 7.733% | 9.739% | 11.54% | 8.887% | 7.499%
TSO | - | 38 | 48 | 2020 | Summer | I, [%] | 0 | 0 | 26.52% | 29.32% | 29.18% | 29.01% | 25.65% | 29.38% | 30.62% | 28.02% | 31.14% | 26.47% | 24.32% | 28.53% | 23.9% | 22.33% | 23.45% | 22.81% | 25.06% | 25.57% | 24.88% | 20.83% | 17.81% | 18.11% | 12.41% | 2.564%
TSO | - | 9 | 55 | 2020 | Summer | I, [%] | 0 | 0 | 14.99% | 14.56% | 14.92% | 14.24% | 10.94% | 8.223% | 12.86% | 16.52% | 20.08% | 21.43% | 20.12% | 24.79% | 23.56% | 22.72% | 22.55% | 21.77% | 22.13% | 23.12% | 21.33% | 20.71% | 20.54% | 22.16% | 24.14% | 19.65%
TSO | - | 1 | 2 | 2020 | Summer | I, [%] | Expected | - | 45.45% | 60% | 69.37% | 64.46% | 61.96% | 76.83% | 45.81% | 67.42% | 80.22% | 59.09% | 76.7% | 71.69% | 67.58% | 68.71% | 27.47% | 33.42% | 49.47% | 61.04% | 42.14% | 40.61% | 40.69% | 32.34% | 22.82% | 23.75%
TSO | - | 2 | 3 | 2020 | Summer | I, [%] | Expected | - | 88.21% | 81.53% | 92.15% | 94.3% | 91.77% | 94.72% | 88.51% | 33.96% | 35.75% | 44% | 30.7% | 62.61% | 65.05% | 52.68% | 77.36% | 80.82% | 58.27% | 58.93% | 72.64% | 63.22% | 64.72% | 81.88% | 61.99% | 68.43%
TSO | - | 3 | 4 | 2020 | Summer | I, [%] | Expected | - | 37.81% | 34.25% | 34.11% | 35.19% | 36.65% | 39.62% | 48.26% | 34.69% | 41.29% | 39.84% | 34% | 34.55% | 34.97% | 34.14% | 40.15% | 38.62% | 39.03% | 37.35% | 29.9% | 30.16% | 30.11% | 34.59% | 29.35% | 30.34%
TSO | - | 4 | 5 | 2020 | Summer | I, [%] | Expected | - | 95.82% | 95.66% | 96.95% | 97.29% | 97.18% | 97.48% | 95.43% | 89.12% | 87.27% | 85.84% | 86.86% | 81.91% | 81.6% | 82.68% | 89.57% | 89.25% | 90.94% | 90.51% | 83.61% | 87.07% | 87.54% | 82.82% | 88.8% | 94.25%
TSO | - | 4 | 6 | 2020 | Summer | I, [%] | Expected | - | 13.85% | 14.3% | 14.08% | 14.53% | 14.78% | 15.64% | 14.43% | 18.18% | 17.88% | 17.93% | 17.9% | 20.51% | 19.95% | 20.44% | 17.56% | 16.96% | 16.09% | 15.92% | 17.26% | 18.71% | 19.42% | 18.8% | 18.75% | 15.77%
TSO | - | 6 | 7 | 2020 | Summer | I, [%] | Expected | - | 41.79% | 38.29% | 44.18% | 40.63% | 40.2% | 37.23% | 39.03% | 26.65% | 38.46% | 51.94% | 49.55% | 30.11% | 33% | 59.09% | 44.47% | 41.62% | 55.34% | 55.05% | 30.38% | 25.25% | 24.01% | 33.26% | 36.91% | 39.43%
TSO | - | 6 | 8 | 2020 | Summer | I, [%] | Expected | - | 92.15% | 91.96% | 95.71% | 96.75% | 96.83% | 97.31% | 93.14% | 76.34% | 61.52% | 56.32% | 59.1% | 49.93% | 49.33% | 48.82% | 65.06% | 68.58% | 73.41% | 71.81% | 70.19% | 82.16% | 84.97% | 67.89% | 76.06% | 89.17%
TSO | - | 8 | 9 | 2020 | Summer | I, [%] | Expected | - | 48.02% | 39.08% | 59.78% | 37.26% | 57.74% | 62.6% | 43.83% | 87.11% | 92.81% | 92.25% | 93.16% | 94.04% | 93.3% | 90.04% | 86.91% | 84.97% | 89.98% | 89.63% | 61.23% | 80.97% | 78.28% | 74.41% | 82.58% | 58.93%
TSO | - | 9 | 10 | 2020 | Summer | I, [%] | Expected | - | 25.74% | 42.43% | 18.08% | 26.42% | 17.08% | 15.73% | 23.18% | 58.72% | 49.42% | 48.72% | 49.32% | 44.21% | 41.63% | 38.45% | 34.82% | 28.98% | 41.14% | 40.34% | 27.91% | 44.12% | 41.75% | 30.11% | 43.16% | 41.21%
TSO | - | 9 | 11 | 2020 | Summer | I, [%] | Expected | - | 25.17% | 39.41% | 13.42% | 23.05% | 15.29% | 14.52% | 24.01% | 55.08% | 45.07% | 35.3% | 41.2% | 37.48% | 35.03% | 34.04% | 26.95% | 31.7% | 34.81% | 33.73% | 27.57% | 46.25% | 45.85% | 32.16% | 44.91% | 40.73%
TSO | - | 9 | 12 | 2020 | Summer | I, [%] | Expected | - | 33.09% | 51.74% | 31.42% | 36.48% | 30.38% | 30.29% | 28.46% | 64.95% | 48.58% | 51.49% | 45.11% | 47.94% | 47.36% | 41.81% | 33.22% | 30.93% | 43.29% | 43.11% | 35.46% | 44.8% | 41.26% | 35.8% | 44.03% | 46.38%
TSO | - | 9 | 13 | 2020 | Summer | I, [%] | Expected | - | 10.33% | 24.43% | 7.568% | 10.08% | 9.078% | 13.66% | 10.3% | 37.84% | 30.65% | 24.71% | 27.93% | 25.15% | 24.58% | 22.35% | 18.66% | 20.99% | 24.54% | 23.68% | 10.79% | 28.47% | 27.73% | 13.83% | 28.79% | 26.3%
TSO | - | 13 | 14 | 2020 | Summer | I, [%] | Expected | - | 48.9% | 50.51% | 53.6% | 54.11% | 54.72% | 53.14% | 50.73% | 36.88% | 17.5% | 18.73% | 16.89% | 18.82% | 23.3% | 19.86% | 19.87% | 13.4% | 16.18% | 16.51% | 43.24% | 34.37% | 38.39% | 40.69% | 38.11% | 46.89%
TSO | - | 13 | 15 | 2020 | Summer | I, [%] | Expected | - | 65.07% | 66.33% | 69.88% | 64.79% | 68.22% | 61.35% | 54.42% | 51.12% | 46.73% | 49.19% | 54.45% | 32.67% | 31.41% | 50.33% | 33.3% | 36.98% | 51.19% | 49.78% | 45.44% | 48.47% | 44.31% | 49.87% | 60.07% | 60.79%
TSO | - | 1 | 15 | 2020 | Summer | I, [%] | Expected | - | 65.63% | 61.47% | 69.2% | 67.66% | 67.85% | 67.18% | 60.01% | 30.58% | 40.11% | 41.97% | 39.45% | 46.79% | 49.01% | 51.48% | 64.92% | 66.09% | 50.96% | 52.01% | 46.02% | 43.88% | 45.12% | 64.37% | 59.94% | 59.02%
TSO | - | 1 | 16 | 2020 | Summer | I, [%] | Expected | - | 42.9% | 43.88% | 43.82% | 43.27% | 43.23% | 42.73% | 39.47% | 35.16% | 35.86% | 38.14% | 37.61% | 34.3% | 33.7% | 35.13% | 35.22% | 32.81% | 36.48% | 36.43% | 30.89% | 35.23% | 34.12% | 37.77% | 41.91% | 42.9%
TSO | - | 1 | 17 | 2020 | Summer | I, [%] | Expected | - | 96.89% | 97.81% | 97.89% | 97.46% | 98.18% | 98.3% | 96.78% | 90.97% | 96.45% | 97.46% | 96.8% | 96.72% | 95.54% | 95.86% | 96.01% | 88.27% | 96.72% | 96.59% | 81.12% | 87.77% | 89.91% | 94.8% | 95.9% | 97.37%
TSO | - | 3 | 15 | 2020 | Summer | I, [%] | Expected | - | 26.85% | 32.48% | 28.69% | 21.63% | 25.84% | 18.8% | 18.18% | 64.24% | 58.36% | 60.73% | 67.4% | 43.72% | 43.26% | 64.37% | 31.28% | 32.97% | 59.81% | 58.48% | 30.19% | 41.4% | 38.27% | 31.92% | 44.43% | 32.86%
TSO | - | 4 | 18 | 2020 | Summer | I, [%] | Expected | - | 19.51% | 18.43% | 16.74% | 16.08% | 16.93% | 18.54% | 24.55% | 28.08% | 28.71% | 27.46% | 24.4% | 28.79% | 28.14% | 27.98% | 25.59% | 24.54% | 23.53% | 23.06% | 22.65% | 25.34% | 25.66% | 26.49% | 22.66% | 19.72%
TSO | - | 5 | 6 | 2020 | Summer | I, [%] | Expected | - | 11.71% | 11.58% | 11.08% | 11.9% | 12.15% | 14.02% | 13.04% | 22.76% | 24.59% | 25.38% | 25.25% | 30.61% | 29.43% | 30.27% | 26.13% | 23.78% | 22.23% | 21.87% | 23.53% | 24.78% | 26.28% | 28.21% | 28.6% | 20.3%
TSO | - | 7 | 8 | 2020 | Summer | I, [%] | Expected | - | 46.04% | 47.14% | 42.02% | 44.52% | 44.28% | 48.95% | 49.49% | 70.48% | 60.64% | 47.79% | 53.81% | 72.43% | 69.15% | 45.36% | 65% | 61.7% | 47.28% | 46.06% | 68.48% | 78.09% | 81.29% | 76.21% | 79.53% | 65.71%
TSO | - | 10 | 12 | 2020 | Summer | I, [%] | Expected | - | 34.78% | 34.93% | 38.9% | 36.17% | 37.56% | 37.54% | 34.05% | 20.73% | 18.99% | 29.8% | 13.49% | 35.16% | 38.43% | 44.18% | 37.86% | 41.33% | 33.2% | 35.02% | 41.92% | 29.9% | 30.44% | 43.74% | 30.42% | 32.41%
TSO | - | 11 | 13 | 2020 | Summer | I, [%] | Expected | - | 21.66% | 20.12% | 50.69% | 15.51% | 46.43% | 65.29% | 36.64% | 44.97% | 51.43% | 55.11% | 42.72% | 53.8% | 62.5% | 56.88% | 66.71% | 57.52% | 59.49% | 59.58% | 24.43% | 20.28% | 16.92% | 21.46% | 25.72% | 23.94%
TSO | - | 12 | 13 | 2020 | Summer | I, [%] | Expected | - | 53.61% | 59.57% | 55.51% | 58.44% | 57.22% | 60.12% | 52.95% | 55.84% | 31.01% | 43.3% | 30% | 39.71% | 40.03% | 39.76% | 26.96% | 31.49% | 32.86% | 33.74% | 50.43% | 45.49% | 43.71% | 50.16% | 48.41% | 55.34%
TSO | - | 12 | 16 | 2020 | Summer | I, [%] | Expected | - | 48.14% | 50.29% | 49.03% | 49.61% | 50.12% | 47.94% | 45.81% | 55.81% | 10.83% | 12.4% | 11.76% | 19.45% | 21.65% | 22.85% | 13.84% | 13.96% | 12.11% | 12.77% | 55.6% | 46.72% | 49.09% | 45.24% | 44.23% | 46.55%
TSO | - | 12 | 17 | 2020 | Summer | I, [%] | Expected | - | 62.65% | 65.62% | 65.24% | 64.72% | 64.63% | 62.51% | 53.24% | 52.58% | 23.3% | 28.98% | 28.96% | 18.5% | 19.11% | 21% | 21.82% | 16.29% | 24.61% | 24.87% | 46.24% | 46.92% | 46.14% | 45.9% | 55.12% | 60.15%
TSO | - | 14 | 15 | 2020 | Summer | I, [%] | Expected | - | 70.97% | 71.86% | 73.61% | 66.41% | 70.97% | 62.39% | 56.74% | 57.57% | 60.33% | 66.86% | 73.06% | 51.66% | 56.48% | 80.78% | 67.07% | 69.1% | 79.64% | 79.03% | 54.9% | 62.37% | 60.21% | 68.43% | 79.21% | 70.32%
TSO | - | 18 | 19 | 2020 | Summer | I, [%] | Expected | - | 28.62% | 32.92% | 34.14% | 16.09% | 20.46% | 23.3% | 17.49% | 18.99% | 11.86% | 6.07% | 7.856% | 7.691% | 7.21% | 15.09% | 27.14% | 25.67% | 27.83% | 27.24% | 21.28% | 21.42% | 21.51% | 22.68% | 15.08% | 14.93%
TSO | - | 19 | 20 | 2020 | Summer | I, [%] | Expected | - | 7.615% | 11.88% | 8.84% | 9.918% | 9.283% | 4.002% | 6.014% | 7.049% | 10.98% | 29.86% | 35.57% | 21.22% | 21.38% | 32.27% | 15.99% | 15.53% | 27.58% | 27.2% | 13.64% | 14.07% | 14.16% | 15.11% | 27.99% | 19.02%
TSO | - | 21 | 20 | 2020 | Summer | I, [%] | Expected | - | 12.75% | 12.42% | 12.53% | 9.973% | 9.081% | 18.11% | 21.57% | 11.53% | 11.19% | 13.74% | 15.34% | 13.71% | 13.52% | 19.41% | 12.36% | 10.58% | 11.35% | 10.79% | 8.819% | 6.589% | 5.272% | 7.829% | 13.82% | 8.967%
TSO | - | 21 | 22 | 2020 | Summer | I, [%] | Expected | - | 25.5% | 24.84% | 25.05% | 19.95% | 18.16% | 36.22% | 43.15% | 23.07% | 22.37% | 27.47% | 30.68% | 27.41% | 27.04% | 38.82% | 24.73% | 21.16% | 22.71% | 21.58% | 17.64% | 13.18% | 10.54% | 15.66% | 27.63% | 17.93%
TSO | - | 22 | 23 | 2020 | Summer | I, [%] | Expected | - | 26.77% | 41.85% | 28.81% | 17.12% | 17.56% | 14.78% | 26.47% | 40.85% | 46.82% | 68.18% | 50.19% | 56.4% | 59.58% | 62.14% | 74.44% | 64.91% | 58.84% | 57.95% | 30.83% | 25.64% | 34.05% | 46.09% | 45.77% | 61.13%
TSO | - | 23 | 24 | 2020 | Summer | I, [%] | Expected | - | 39.6% | 62.07% | 53.03% | 45.85% | 42.8% | 45.23% | 46.74% | 37.44% | 43.03% | 57.01% | 43.01% | 50.05% | 51.86% | 58.24% | 55.94% | 55.84% | 54.52% | 55.31% | 20.15% | 32.61% | 38.59% | 32% | 39.48% | 46.3%
TSO | - | 24 | 25 | 2020 | Summer | I, [%] | Expected | - | 22.81% | 51.04% | 38.11% | 23.4% | 22.85% | 20.08% | 18.23% | 18.87% | 19.13% | 32.79% | 18.47% | 19.92% | 18% | 18.87% | 26.42% | 19.27% | 20.83% | 20.72% | 24.1% | 22.66% | 21.53% | 19.91% | 19.72% | 16.65%
TSO | - | 24 | 26 | 2020 | Summer | I, [%] | Expected | - | 35.26% | 62.04% | 41.28% | 32.29% | 37.93% | 33.75% | 32.26% | 48.88% | 38.04% | 42.55% | 42.88% | 34.16% | 39.72% | 48.78% | 41.34% | 46.28% | 49.81% | 50.4% | 38.44% | 52.13% | 54.9% | 41.17% | 51.32% | 42.77%
TSO | - | 26 | 27 | 2020 | Summer | I, [%] | Expected | - | 35.26% | 62.04% | 41.28% | 32.29% | 37.93% | 33.75% | 32.26% | 48.88% | 38.04% | 42.55% | 42.88% | 34.16% | 39.72% | 48.78% | 41.34% | 46.28% | 49.81% | 50.4% | 38.44% | 52.13% | 54.9% | 41.17% | 51.32% | 42.77%
TSO | - | 27 | 28 | 2020 | Summer | I, [%] | Expected | - | 19.12% | 25.07% | 19.6% | 17.11% | 17.48% | 16.77% | 19.32% | 28.05% | 24.79% | 26.84% | 25.67% | 24.12% | 24.84% | 27.41% | 26.05% | 24.35% | 25.74% | 25.58% | 24.2% | 27.54% | 27.66% | 24.98% | 25.25% | 22.22%
TSO | - | 28 | 29 | 2020 | Summer | I, [%] | Expected | - | 25.41% | 30.69% | 24.85% | 22.18% | 22.62% | 21.9% | 25.19% | 35.06% | 32.54% | 34.97% | 34.39% | 33.12% | 33.61% | 36.46% | 34.44% | 32.71% | 33.91% | 33.86% | 32.38% | 35.63% | 35.69% | 33.6% | 33.7% | 29.37%
TSO | - | 7 | 29 | 2020 | Summer | I, [%] | Expected | - | 23.83% | 21.11% | 20.61% | 17.08% | 16.02% | 16.44% | 23.06% | 40.26% | 43.22% | 46.15% | 46.82% | 49.21% | 48.41% | 51.52% | 48.4% | 43.83% | 44.12% | 43.82% | 42.23% | 43.66% | 44.74% | 49.27% | 51.03% | 38.61%
TSO | - | 25 | 30 | 2020 | Summer | I, [%] | Expected | - | 38.3% | 28.79% | 40.14% | 40.84% | 40.31% | 33.26% | 30.84% | 31.47% | 30.37% | 20.31% | 31.01% | 25.87% | 29.96% | 28.63% | 25.38% | 30.06% | 35.04% | 35.36% | 38.35% | 41.88% | 38% | 34.2% | 36.23% | 31.8%
TSO | - | 30 | 31 | 2020 | Summer | I, [%] | Expected | - | 71.48% | 60.86% | 81.31% | 81.26% | 77.8% | 67% | 56.76% | 52.21% | 49.67% | 23.06% | 44.92% | 32.72% | 36.65% | 32.58% | 29.07% | 41.99% | 52.08% | 53.2% | 59.46% | 69.2% | 60.32% | 52.62% | 56.91% | 47.05%
TSO | - | 31 | 32 | 2020 | Summer | I, [%] | Expected | - | 49.05% | 67.51% | 63.42% | 51.18% | 50.32% | 52.89% | 51.15% | 49.89% | 52.92% | 52.57% | 61.09% | 64.01% | 67.17% | 70.53% | 59.04% | 63.15% | 59.01% | 61.02% | 46.64% | 53.86% | 56.29% | 56.53% | 56.67% | 56.54%
TSO | - | 32 | 33 | 2020 | Summer | I, [%] | Expected | - | 46.17% | 42.35% | 38.72% | 38.37% | 37.6% | 49.25% | 55.27% | 55.63% | 64.41% | 67.03% | 69.03% | 74.55% | 79.04% | 77% | 75.66% | 71.71% | 67.24% | 66.92% | 64.07% | 66.53% | 66.56% | 69.23% | 64.91% | 50.64%
TSO | - | 34 | 32 | 2020 | Summer | I, [%] | Expected | - | 37.03% | 52.66% | 48.06% | 37.98% | 35.42% | 33.56% | 31.66% | 25.49% | 30.21% | 37.54% | 29.85% | 31.79% | 32.55% | 31.56% | 37.67% | 33.52% | 35.26% | 35.58% | 37.53% | 37.03% | 34.16% | 33.39% | 32.91% | 28.05%
TSO | - | 34 | 35 | 2020 | Summer | I, [%] | Expected | - | 36.72% | 52.41% | 47.89% | 37.86% | 35.25% | 33.57% | 31.47% | 25.03% | 29.55% | 36.75% | 28.98% | 30.85% | 31.47% | 30.4% | 36.65% | 32.62% | 34.32% | 34.66% | 37.03% | 36.41% | 33.51% | 32.72% | 32.28% | 27.31%
TSO | - | 35 | 36 | 2020 | Summer | I, [%] | Expected | - | 15.27% | 18.03% | 16.76% | 15.07% | 14.46% | 14.25% | 16.7% | 17.43% | 19.17% | 19.56% | 17.78% | 19.46% | 19.09% | 18.07% | 18.21% | 16.95% | 17.17% | 16.57% | 17.72% | 17.95% | 17.09% | 17.89% | 16.66% | 13.86%
TSO | - | 36 | 37 | 2020 | Summer | I, [%] | Expected | - | 20.23% | 21.57% | 21.04% | 19.3% | 19.09% | 19.64% | 22.2% | 22.99% | 25.58% | 25.16% | 23.27% | 24.95% | 24.5% | 23.1% | 22.53% | 21.19% | 21.43% | 20.97% | 22.58% | 23.22% | 21.76% | 23.01% | 20.99% | 17.39%
TSO | - | 37 | 38 | 2020 | Summer | I, [%] | Expected | - | 25.71% | 25.89% | 25.75% | 23.92% | 23.98% | 25.38% | 28.4% | 29.36% | 32.93% | 31.97% | 30.05% | 31.96% | 31.57% | 29.81% | 28.61% | 27.06% | 27.16% | 26.8% | 28.68% | 29.72% | 27.77% | 29.48% | 26.66% | 21.96%
TSO | - | 37 | 39 | 2020 | Summer | I, [%] | Expected | - | 27.39% | 21.87% | 23.79% | 23.08% | 24.46% | 28.55% | 31.12% | 32.18% | 37.19% | 34.54% | 34.37% | 35.75% | 35.92% | 34.22% | 30.8% | 29.73% | 29.15% | 29.48% | 30.69% | 32.67% | 30.22% | 32.61% | 28.52% | 22.9%
TSO | - | 36 | 40 | 2020 | Summer | I, [%] | Expected | - | 25.41% | 19.77% | 22.76% | 21.66% | 23.53% | 26.97% | 27.96% | 28.6% | 33.54% | 29.76% | 29.49% | 29.94% | 28.59% | 26.97% | 22.8% | 22.52% | 23.51% | 23.91% | 25.02% | 27.07% | 23.9% | 26.5% | 22.27% | 17.98%
TSO | - | 22 | 38 | 2020 | Summer | I, [%] | Expected | - | 25.44% | 32.9% | 24.61% | 10.98% | 12.88% | 17.05% | 37.01% | 33.13% | 52.57% | 74.66% | 55.63% | 70.07% | 68.54% | 69.97% | 85.57% | 75.08% | 61.29% | 58.9% | 35% | 27.06% | 37.81% | 50.46% | 31.97% | 53.37%
TSO | - | 11 | 41 | 2020 | Summer | I, [%] | Expected | - | 9.206% | 9.147% | 8.151% | 8.097% | 8.022% | 8.392% | 9.95% | 11.23% | 11.62% | 11.41% | 11.06% | 12.21% | 12.37% | 12.37% | 11.75% | 11.2% | 10.95% | 10.99% | 11.18% | 11.68% | 11.88% | 12.14% | 11.07% | 9.515%
TSO | - | 41 | 42 | 2020 | Summer | I, [%] | Expected | - | 12.37% | 12.44% | 10.4% | 10.76% | 10.45% | 10.83% | 13.57% | 16.1% | 16.9% | 17.73% | 16.51% | 18.3% | 18.5% | 18.44% | 16.53% | 15.69% | 15.07% | 14.99% | 15.09% | 16.56% | 16.34% | 17.05% | 16.19% | 13.27%
TSO | - | 41 | 43 | 2020 | Summer | I, [%] | Expected | - | 16.55% | 16.45% | 14.43% | 15.01% | 14.73% | 14.89% | 17.87% | 20.44% | 21.5% | 22.13% | 21.54% | 23.41% | 23.68% | 23.35% | 21.37% | 20.39% | 20.26% | 20.34% | 20.54% | 21.48% | 21.86% | 22.35% | 21.14% | 17.96%
TSO | - | 38 | 44 | 2020 | Summer | I, [%] | Expected | - | 21.37% | 24.51% | 22.2% | 17.89% | 19.2% | 17.61% | 18.6% | 17.98% | 19.92% | 25.67% | 24.21% | 19.26% | 28.33% | 32.69% | 32.39% | 30.94% | 30.82% | 31.78% | 23.38% | 23.63% | 25.23% | 28.82% | 31.31% | 26.01%
TSO | - | 15 | 45 | 2020 | Summer | I, [%] | Expected | - | 36.34% | 38.39% | 35.67% | 31.31% | 32.95% | 30.98% | 34.31% | 34.73% | 38.87% | 45.19% | 44.87% | 43.18% | 44.43% | 54.35% | 52.94% | 50.87% | 51.7% | 51.57% | 40.77% | 41.91% | 43.86% | 48.62% | 47.33% | 40.82%
TSO | - | 14 | 46 | 2020 | Summer | I, [%] | Expected | - | 29.6% | 30.41% | 26.47% | 24.95% | 27.62% | 27.42% | 30.84% | 25.69% | 28.93% | 43.19% | 39.92% | 44.8% | 54.26% | 67.63% | 67.54% | 62.85% | 60.78% | 60.68% | 45.84% | 46.12% | 55.03% | 61.66% | 58.48% | 55%
TSO | - | 46 | 47 | 2020 | Summer | I, [%] | Expected | - | 29.5% | 30.31% | 26.32% | 24.72% | 27.42% | 27.17% | 30.69% | 25.74% | 29.04% | 43.32% | 40.03% | 44.91% | 54.34% | 67.69% | 67.59% | 62.88% | 60.82% | 60.72% | 45.87% | 46.15% | 55.04% | 61.66% | 58.47% | 54.95%
TSO | - | 47 | 48 | 2020 | Summer | I, [%] | Expected | - | 31.03% | 44.91% | 41.38% | 37.58% | 33.41% | 38.88% | 34.64% | 35.44% | 39.71% | 35.03% | 28.67% | 28.65% | 17.84% | 16.01% | 14.59% | 14.74% | 17.71% | 19.51% | 23.32% | 19.16% | 14.2% | 13.29% | 9.425% | 7.537%
TSO | - | 48 | 49 | 2020 | Summer | I, [%] | Expected | - | 6.559% | 16.87% | 13.37% | 10.53% | 9.497% | 11.19% | 7.622% | 8.291% | 8.782% | 10.41% | 4.904% | 3.519% | 5.847% | 8.448% | 9.433% | 9.713% | 7.631% | 6.789% | 5.601% | 4.639% | 8.318% | 10.55% | 8.785% | 9.601%
TSO | - | 49 | 50 | 2020 | Summer | I, [%] | Expected | - | 22.64% | 17.87% | 22.05% | 24.05% | 24.09% | 26.33% | 23.62% | 31.91% | 32.39% | 24.56% | 31.02% | 26.59% | 24.36% | 23.14% | 16.53% | 17.98% | 20.31% | 21.68% | 27.55% | 26.62% | 24.81% | 24.28% | 23.47% | 24%
TSO | - | 50 | 51 | 2020 | Summer | I, [%] | Expected | - | 11.39% | 14.63% | 11.23% | 10.91% | 10.83% | 12.15% | 13.62% | 9.048% | 15.85% | 19.04% | 15.93% | 21.62% | 21.96% | 23.31% | 22.01% | 21.5% | 19.18% | 20.7% | 17.59% | 15.75% | 18.1% | 19.58% | 17.4% | 14.14%
TSO | - | 10 | 51 | 2020 | Summer | I, [%] | Expected | - | 35.93% | 39.18% | 34.15% | 33.66% | 32.27% | 32.05% | 38.22% | 45.52% | 49.67% | 53.75% | 48.92% | 56.61% | 56.19% | 58.69% | 55.23% | 52.41% | 49.85% | 50.17% | 49.54% | 48.86% | 50.36% | 51.92% | 46.94% | 42.68%
TSO | - | 13 | 49 | 2020 | Summer | I, [%] | Expected | - | 25.8% | 33.64% | 26.22% | 22.64% | 23.58% | 24.62% | 28.54% | 27.29% | 30.66% | 43.44% | 34.05% | 41.31% | 43.48% | 46.61% | 49.47% | 43.67% | 41.76% | 42.36% | 39.82% | 35.96% | 40.72% | 43.43% | 38.93% | 34.69%
TSO | - | 29 | 52 | 2020 | Summer | I, [%] | Expected | - | 15.14% | 9.405% | 12.65% | 9.39% | 9.609% | 9.349% | 13.05% | 26.21% | 28.72% | 30.11% | 32.31% | 33.78% | 33.02% | 34.9% | 32.46% | 28.75% | 28.64% | 28.74% | 28.1% | 28.45% | 28.71% | 34.16% | 36.12% | 26.56%
TSO | - | 52 | 53 | 2020 | Summer | I, [%] | Expected | - | 9.585% | 5.787% | 8.005% | 5.142% | 4.912% | 4.11% | 7.972% | 19.23% | 20.4% | 20.54% | 22.23% | 22.89% | 22.13% | 23.95% | 22.7% | 18.91% | 19.21% | 18.99% | 19.66% | 19.97% | 20.35% | 24.94% | 27.06% | 19.19%
TSO | - | 53 | 54 | 2020 | Summer | I, [%] | Expected | - | 4.171% | 2.286% | 1.739% | 1.455% | 2.601% | 2.52% | 5.716% | 11.41% | 15.7% | 17.87% | 16.12% | 22.18% | 20.92% | 20.49% | 19.68% | 17.27% | 15.75% | 16.03% | 14.65% | 13.53% | 14.91% | 18.26% | 18.61% | 13.5%
TSO | - | 54 | 55 | 2020 | Summer | I, [%] | Expected | - | 5.558% | 3.69% | 4.438% | 2.842% | 4.08% | 2.409% | 6.232% | 12.66% | 17.07% | 19.29% | 17.45% | 23.53% | 22.27% | 21.82% | 20.84% | 18.38% | 17.02% | 17.4% | 15.19% | 14.24% | 15.43% | 18.84% | 19.29% | 14.1%
TSO | - | 11 | 43 | 2020 | Summer | I, [%] | Expected | - | 18.63% | 18.5% | 17.12% | 15.11% | 15.39% | 17.52% | 20.17% | 21.94% | 21.77% | 18.7% | 17.91% | 20.74% | 21.17% | 22% | 23% | 21.91% | 20.53% | 20.62% | 21.35% | 22.24% | 22.61% | 23.09% | 19.01% | 16.92%
TSO | - | 44 | 45 | 2020 | Summer | I, [%] | Expected | - | 36.35% | 38.41% | 35.66% | 31.26% | 32.91% | 30.9% | 34.29% | 34.85% | 38.96% | 45.27% | 44.96% | 43.25% | 44.49% | 54.4% | 52.99% | 50.91% | 51.76% | 51.62% | 40.87% | 42% | 43.93% | 48.67% | 47.36% | 40.8%
TSO | - | 40 | 56 | 2020 | Summer | I, [%] | Expected | - | 25.41% | 19.77% | 22.76% | 21.66% | 23.53% | 26.97% | 27.96% | 28.6% | 33.54% | 29.76% | 29.49% | 29.94% | 28.59% | 26.97% | 22.8% | 22.52% | 23.51% | 23.91% | 25.02% | 27.07% | 23.9% | 26.5% | 22.27% | 17.98%
TSO | - | 56 | 41 | 2020 | Summer | I, [%] | Expected | - | 40.1% | 41.8% | 33.01% | 34.02% | 32.1% | 33.4% | 40.94% | 45.67% | 47.84% | 51.79% | 50.24% | 52.97% | 53.88% | 54.69% | 51.92% | 50.33% | 48.54% | 48.69% | 49.87% | 54.24% | 53.17% | 54.97% | 53.98% | 43.27%
TSO | - | 56 | 42 | 2020 | Summer | I, [%] | Expected | - | 15.2% | 19.37% | 13.47% | 11.78% | 9.352% | 9.515% | 11.78% | 14.35% | 11.64% | 14.34% | 15.45% | 13.84% | 15.74% | 16.68% | 19.62% | 20.14% | 17.63% | 18.36% | 20.63% | 21.72% | 21.02% | 19.78% | 22.06% | 16.15%
TSO | - | 39 | 57 | 2020 | Summer | I, [%] | Expected | - | 27.39% | 21.87% | 23.79% | 23.08% | 24.46% | 28.55% | 31.12% | 32.18% | 37.19% | 34.54% | 34.37% | 35.75% | 35.92% | 34.22% | 30.8% | 29.73% | 29.15% | 29.48% | 30.69% | 32.67% | 30.22% | 32.61% | 28.52% | 22.9%
TSO | - | 57 | 56 | 2020 | Summer | I, [%] | Expected | - | 10.52% | 10.49% | 5.902% | 7.823% | 7.248% | 12% | 16.34% | 17.95% | 19.65% | 23.95% | 25.95% | 29.54% | 34.51% | 34.48% | 35.67% | 33.2% | 28.99% | 28.42% | 25.53% | 25.71% | 28.11% | 28.32% | 27.92% | 20.91%
TSO | - | 38 | 49 | 2020 | Summer | I, [%] | Expected | - | 5.638% | 6.419% | 4.74% | 5.446% | 4.784% | 5.095% | 7.693% | 3.753% | 2.615% | 5.148% | 3.951% | 8.185% | 10.75% | 11.58% | 13.04% | 12.85% | 12.18% | 11.53% | 9.089% | 7.733% | 9.739% | 11.54% | 8.887% | 7.499%
TSO | - | 38 | 48 | 2020 | Summer | I, [%] | Expected | - | 26.52% | 29.32% | 29.18% | 29.01% | 25.65% | 29.38% | 30.62% | 28.02% | 31.14% | 26.47% | 24.32% | 28.53% | 23.9% | 22.33% | 23.45% | 22.81% | 25.06% | 25.57% | 24.88% | 20.83% | 17.81% | 18.11% | 12.41% | 2.564%
TSO | - | 9 | 55 | 2020 | Summer | I, [%] | Expected | - | 14.99% | 14.56% | 14.92% | 14.24% | 10.94% | 8.223% | 12.86% | 16.52% | 20.08% | 21.43% | 20.12% | 24.79% | 23.56% | 22.72% | 22.55% | 21.77% | 22.13% | 23.12% | 21.33% | 20.71% | 20.54% | 22.16% | 24.14% | 19.65%
DSO | 2 | 1 | 2 | 2020 | Summer | I, [%] | 0 | 0 | 0.0516% | 0.04579% | 0.04019% | 0.04017% | 0.04073% | 0.04108% | 0.05519% | 0.07207% | 0.07587% | 0.06375% | 0.05051% | 0.05394% | 0.05471% | 0.05204% | 0.05455% | 0.05848% | 0.06472% | 0.07248% | 0.07046% | 0.07329% | 0.08047% | 0.08073% | 0.07043% | 0.05821%
DSO | 2 | 2 | 3 | 2020 | Summer | I, [%] | 0 | 0 | 0.05058% | 0.04527% | 0.04019% | 0.03989% | 0.04061% | 0.04083% | 0.05496% | 0.0713% | 0.07676% | 0.06481% | 0.05151% | 0.0543% | 0.05529% | 0.05251% | 0.05575% | 0.05986% | 0.06686% | 0.0752% | 0.07296% | 0.07653% | 0.08251% | 0.08038% | 0.06888% | 0.05733%
DSO | 2 | 3 | 4 | 2020 | Summer | I, [%] | 0 | 0 | 0.04645% | 0.0414% | 0.03706% | 0.0363% | 0.03695% | 0.03725% | 0.05091% | 0.06692% | 0.07225% | 0.06065% | 0.04772% | 0.05033% | 0.05137% | 0.04867% | 0.05154% | 0.05539% | 0.06238% | 0.07125% | 0.06806% | 0.07159% | 0.07805% | 0.07569% | 0.06439% | 0.05336%
DSO | 2 | 4 | 5 | 2020 | Summer | I, [%] | 0 | 0 | 0.03668% | 0.03234% | 0.03059% | 0.0301% | 0.03076% | 0.03107% | 0.04282% | 0.05327% | 0.0563% | 0.04649% | 0.03571% | 0.03886% | 0.03973% | 0.03743% | 0.03861% | 0.04178% | 0.04735% | 0.05387% | 0.05058% | 0.05434% | 0.06082% | 0.05855% | 0.04875% | 0.03923%
DSO | 2 | 5 | 6 | 2020 | Summer | I, [%] | 0 | 0 | 0.01507% | 0.01345% | 0.01324% | 0.01317% | 0.01335% | 0.01326% | 0.0142% | 0.01847% | 0.01796% | 0.01189% | 0.01499% | 0.01975% | 0.01834% | 0.01968% | 0.01269% | 0.01061% | 0.01287% | 0.01926% | 0.01939% | 0.02095% | 0.02461% | 0.02539% | 0.02203% | 0.0168%
DSO | 2 | 6 | 7 | 2020 | Summer | I, [%] | 0 | 0 | 0.01089% | 0.009601% | 0.009215% | 0.009321% | 0.009259% | 0.009421% | 0.01037% | 0.01205% | 0.01114% | 0.007564% | 0.00994% | 0.01298% | 0.01207% | 0.01287% | 0.008376% | 0.006689% | 0.007848% | 0.01208% | 0.01249% | 0.01313% | 0.01497% | 0.01528% | 0.01379% | 0.01154%
DSO | 2 | 7 | 8 | 2020 | Summer | I, [%] | 0 | 0 | 0.009537% | 0.008487% | 0.008102% | 0.008207% | 0.008144% | 0.008308% | 0.008969% | 0.009797% | 0.008598% | 0.006727% | 0.0104% | 0.01399% | 0.01293% | 0.01395% | 0.008781% | 0.006192% | 0.006198% | 0.01022% | 0.01063% | 0.01086% | 0.01246% | 0.01278% | 0.01173% | 0.009702%
DSO | 2 | 2 | 9 | 2020 | Summer | I, [%] | 0 | 0 | 0.002612% | 0.002451% | 0.002416% | 0.002437% | 0.002351% | 0.002311% | 0.003204% | 0.002549% | 0.003097% | 0.003434% | 0.003305% | 0.00253% | 0.002815% | 0.002829% | 0.003273% | 0.003583% | 0.00437% | 0.004664% | 0.004919% | 0.005699% | 0.004204% | 0.00215% | 0.002132% | 0.002076%
DSO | 2 | 1 | 20 | 2020 | Summer | I, [%] | 0 | 0 | 0.02935% | 0.02886% | 0.02475% | 0.02661% | 0.02534% | 0.0258% | 0.02898% | 0.03341% | 0.02614% | 0.01025% | 0.03047% | 0.04239% | 0.03519% | 0.04142% | 0.02354% | 0.008495% | 0.01404% | 0.03505% | 0.03605% | 0.0377% | 0.0399% | 0.03867% | 0.03499% | 0.03249%
DSO | 2 | 20 | 21 | 2020 | Summer | I, [%] | 0 | 0 | 0.02257% | 0.02245% | 0.01859% | 0.02109% | 0.01931% | 0.01882% | 0.0221% | 0.02631% | 0.01831% | 0.01992% | 0.04127% | 0.05365% | 0.0466% | 0.05162% | 0.03292% | 0.01802% | 0.007609% | 0.02728% | 0.02828% | 0.03056% | 0.03159% | 0.02955% | 0.0264% | 0.0253%
DSO | 2 | 21 | 22 | 2020 | Summer | I, [%] | 0 | 0 | 0.001348% | 0.001229% | 0.001171% | 0.001176% | 0.001192% | 0.001144% | 0.00135% | 0.001782% | 0.001645% | 0.009833% | 0.0151% | 0.01858% | 0.01704% | 0.01809% | 0.01266% | 0.009022% | 0.00417% | 0.001587% | 0.001865% | 0.001824% | 0.001809% | 0.001812% | 0.001712% | 0.00152%
DSO | 2 | 21 | 23 | 2020 | Summer | I, [%] | 0 | 0 | 0.01898% | 0.01939% | 0.01566% | 0.01816% | 0.01643% | 0.01621% | 0.01873% | 0.02197% | 0.01611% | 0.01239% | 0.02877% | 0.03797% | 0.03245% | 0.03642% | 0.02288% | 0.01126% | 0.007303% | 0.02272% | 0.0233% | 0.02538% | 0.02632% | 0.02426% | 0.0216% | 0.02117%
DSO | 2 | 23 | 24 | 2020 | Summer | I, [%] | 0 | 0 | 0.005033% | 0.004874% | 0.004502% | 0.004615% | 0.004603% | 0.004595% | 0.004765% | 0.005618% | 0.00373% | 0.00756% | 0.01261% | 0.01604% | 0.01435% | 0.01554% | 0.01065% | 0.007039% | 0.003126% | 0.005175% | 0.005664% | 0.005605% | 0.005418% | 0.005448% | 0.005084% | 0.004802%
DSO | 2 | 23 | 25 | 2020 | Summer | I, [%] | 0 | 0 | 17.8% | 18.49% | 16.13% | 14.57% | 15.04% | 19.26% | 19.47% | 23.28% | 14.79% | 26.15% | 47.18% | 59.31% | 52.64% | 57.8% | 41.18% | 26.88% | 11.2% | 22.1% | 23.87% | 23.38% | 24.5% | 22.81% | 20.74% | 20.23%
DSO | 2 | 25 | 26 | 2020 | Summer | I, [%] | 0 | 0 | 0.001223% | 0.001134% | 0.001623% | 0.001082% | 0.001057% | 0.001072% | 0.001592% | 0.002141% | 0.004395% | 0.02197% | 0.03265% | 0.03979% | 0.03672% | 0.03896% | 0.02803% | 0.02059% | 0.01037% | 0.0009797% | 0.001707% | 0.00182% | 0.001914% | 0.001768% | 0.001547% | 0.00134%
DSO | 2 | 50 | 1 | 2020 | Summer | I, [%] | 0 | 0 | 0.1216% | 0.1197% | 0.1185% | 0.1178% | 0.1188% | 0.1203% | 0.1251% | 0.1306% | 0.1275% | 0.1145% | 0.1207% | 0.1245% | 0.1214% | 0.1248% | 0.1168% | 0.116% | 0.1194% | 0.1298% | 0.1295% | 0.1277% | 0.1308% | 0.1319% | 0.1286% | 0.1244%
DSO | 2 | 50 | 51 | 2020 | Summer | I, [%] | 0 | 0 | 0.1726% | 0.1773% | 0.1857% | 0.1806% | 0.1845% | 0.1903% | 0.1799% | 0.1636% | 0.1583% | 0.1655% | 0.1879% | 0.1866% | 0.1822% | 0.1878% | 0.1823% | 0.1756% | 0.1656% | 0.1589% | 0.1593% | 0.1485% | 0.1439% | 0.1476% | 0.158% | 0.1671%
DSO | 2 | 1 | 2 | 2020 | Summer | I, [%] | Expected | - | 0.0516% | 0.04579% | 0.04019% | 0.04017% | 0.04073% | 0.04108% | 0.05519% | 0.07207% | 0.07587% | 0.06375% | 0.05051% | 0.05394% | 0.05471% | 0.05204% | 0.05455% | 0.05848% | 0.06472% | 0.07248% | 0.07046% | 0.07329% | 0.08047% | 0.08073% | 0.07043% | 0.05821%
DSO | 2 | 2 | 3 | 2020 | Summer | I, [%] | Expected | - | 0.05058% | 0.04527% | 0.04019% | 0.03989% | 0.04061% | 0.04083% | 0.05496% | 0.0713% | 0.07676% | 0.06481% | 0.05151% | 0.0543% | 0.05529% | 0.05251% | 0.05575% | 0.05986% | 0.06686% | 0.0752% | 0.07296% | 0.07653% | 0.08251% | 0.08038% | 0.06888% | 0.05733%
DSO | 2 | 3 | 4 | 2020 | Summer | I, [%] | Expected | - | 0.04645% | 0.0414% | 0.03706% | 0.0363% | 0.03695% | 0.03725% | 0.05091% | 0.06692% | 0.07225% | 0.06065% | 0.04772% | 0.05033% | 0.05137% | 0.04867% | 0.05154% | 0.05539% | 0.06238% | 0.07125% | 0.06806% | 0.07159% | 0.07805% | 0.07569% | 0.06439% | 0.05336%
DSO | 2 | 4 | 5 | 2020 | Summer | I, [%] | Expected | - | 0.03668% | 0.03234% | 0.03059% | 0.0301% | 0.03076% | 0.03107% | 0.04282% | 0.05327% | 0.0563% | 0.04649% | 0.03571% | 0.03886% | 0.03973% | 0.03743% | 0.03861% | 0.04178% | 0.04735% | 0.05387% | 0.05058% | 0.05434% | 0.06082% | 0.05855% | 0.04875% | 0.03923%
DSO | 2 | 5 | 6 | 2020 | Summer | I, [%] | Expected | - | 0.01507% | 0.01345% | 0.01324% | 0.01317% | 0.01335% | 0.01326% | 0.0142% | 0.01847% | 0.01796% | 0.01189% | 0.01499% | 0.01975% | 0.01834% | 0.01968% | 0.01269% | 0.01061% | 0.01287% | 0.01926% | 0.01939% | 0.02095% | 0.02461% | 0.02539% | 0.02203% | 0.0168%
DSO | 2 | 6 | 7 | 2020 | Summer | I, [%] | Expected | - | 0.01089% | 0.009601% | 0.009215% | 0.009321% | 0.009259% | 0.009421% | 0.01037% | 0.01205% | 0.01114% | 0.007564% | 0.00994% | 0.01298% | 0.01207% | 0.01287% | 0.008376% | 0.006689% | 0.007848% | 0.01208% | 0.01249% | 0.01313% | 0.01497% | 0.01528% | 0.01379% | 0.01154%
DSO | 2 | 7 | 8 | 2020 | Summer | I, [%] | Expected | - | 0.009537% | 0.008487% | 0.008102% | 0.008207% | 0.008144% | 0.008308% | 0.008969% | 0.009797% | 0.008598% | 0.006727% | 0.0104% | 0.01399% | 0.01293% | 0.01395% | 0.008781% | 0.006192% | 0.006198% | 0.01022% | 0.01063% | 0.01086% | 0.01246% | 0.01278% | 0.01173% | 0.009702%
DSO | 2 | 2 | 9 | 2020 | Summer | I, [%] | Expected | - | 0.002612% | 0.002451% | 0.002416% | 0.002437% | 0.002351% | 0.002311% | 0.003204% | 0.002549% | 0.003097% | 0.003434% | 0.003305% | 0.00253% | 0.002815% | 0.002829% | 0.003273% | 0.003583% | 0.00437% | 0.004664% | 0.004919% | 0.005699% | 0.004204% | 0.00215% | 0.002132% | 0.002076%
DSO | 2 | 1 | 20 | 2020 | Summer | I, [%] | Expected | - | 0.02935% | 0.02886% | 0.02475% | 0.02661% | 0.02534% | 0.0258% | 0.02898% | 0.03341% | 0.02614% | 0.01025% | 0.03047% | 0.04239% | 0.03519% | 0.04142% | 0.02354% | 0.008495% | 0.01404% | 0.03505% | 0.03605% | 0.0377% | 0.0399% | 0.03867% | 0.03499% | 0.03249%
DSO | 2 | 20 | 21 | 2020 | Summer | I, [%] | Expected | - | 0.02257% | 0.02245% | 0.01859% | 0.02109% | 0.01931% | 0.01882% | 0.0221% | 0.02631% | 0.01831% | 0.01992% | 0.04127% | 0.05365% | 0.0466% | 0.05162% | 0.03292% | 0.01802% | 0.007609% | 0.02728% | 0.02828% | 0.03056% | 0.03159% | 0.02955% | 0.0264% | 0.0253%
DSO | 2 | 21 | 22 | 2020 | Summer | I, [%] | Expected | - | 0.001348% | 0.001229% | 0.001171% | 0.001176% | 0.001192% | 0.001144% | 0.00135% | 0.001782% | 0.001645% | 0.009833% | 0.0151% | 0.01858% | 0.01704% | 0.01809% | 0.01266% | 0.009022% | 0.00417% | 0.001587% | 0.001865% | 0.001824% | 0.001809% | 0.001812% | 0.001712% | 0.00152%
DSO | 2 | 21 | 23 | 2020 | Summer | I, [%] | Expected | - | 0.01898% | 0.01939% | 0.01566% | 0.01816% | 0.01643% | 0.01621% | 0.01873% | 0.02197% | 0.01611% | 0.01239% | 0.02877% | 0.03797% | 0.03245% | 0.03642% | 0.02288% | 0.01126% | 0.007303% | 0.02272% | 0.0233% | 0.02538% | 0.02632% | 0.02426% | 0.0216% | 0.02117%
DSO | 2 | 23 | 24 | 2020 | Summer | I, [%] | Expected | - | 0.005033% | 0.004874% | 0.004502% | 0.004615% | 0.004603% | 0.004595% | 0.004765% | 0.005618% | 0.00373% | 0.00756% | 0.01261% | 0.01604% | 0.01435% | 0.01554% | 0.01065% | 0.007039% | 0.003126% | 0.005175% | 0.005664% | 0.005605% | 0.005418% | 0.005448% | 0.005084% | 0.004802%
DSO | 2 | 23 | 25 | 2020 | Summer | I, [%] | Expected | - | 17.8% | 18.49% | 16.13% | 14.57% | 15.04% | 19.26% | 19.47% | 23.28% | 14.79% | 26.15% | 47.18% | 59.31% | 52.64% | 57.8% | 41.18% | 26.88% | 11.2% | 22.1% | 23.87% | 23.38% | 24.5% | 22.81% | 20.74% | 20.23%
DSO | 2 | 25 | 26 | 2020 | Summer | I, [%] | Expected | - | 0.001223% | 0.001134% | 0.001623% | 0.001082% | 0.001057% | 0.001072% | 0.001592% | 0.002141% | 0.004395% | 0.02197% | 0.03265% | 0.03979% | 0.03672% | 0.03896% | 0.02803% | 0.02059% | 0.01037% | 0.0009797% | 0.001707% | 0.00182% | 0.001914% | 0.001768% | 0.001547% | 0.00134%
DSO | 2 | 50 | 1 | 2020 | Summer | I, [%] | Expected | - | 0.1216% | 0.1197% | 0.1185% | 0.1178% | 0.1188% | 0.1203% | 0.1251% | 0.1306% | 0.1275% | 0.1145% | 0.1207% | 0.1245% | 0.1214% | 0.1248% | 0.1168% | 0.116% | 0.1194% | 0.1298% | 0.1295% | 0.1277% | 0.1308% | 0.1319% | 0.1286% | 0.1244%
DSO | 2 | 50 | 51 | 2020 | Summer | I, [%] | Expected | - | 0.1726% | 0.1773% | 0.1857% | 0.1806% | 0.1845% | 0.1903% | 0.1799% | 0.1636% | 0.1583% | 0.1655% | 0.1879% | 0.1866% | 0.1822% | 0.1878% | 0.1823% | 0.1756% | 0.1656% | 0.1589% | 0.1593% | 0.1485% | 0.1439% | 0.1476% | 0.158% | 0.1671%

## Power Flows
Operator | Connection Node ID | From Node ID | To Node ID | Year | Day | Quantity | Market Scenario | Operation Scenario | 0 | 1 | 2 | 3 | 4 | 5 | 6 | 7 | 8 | 9 | 10 | 11 | 12 | 13 | 14 | 15 | 16 | 17 | 18 | 19 | 20 | 21 | 22 | 23
TSO | - | 1 | 2 | 2020 | Summer | P, [MW] | 0 | 0 | 32.4966 | 22.271 | 37.6643 | 41.8875 | 36.7158 | 42.8819 | 30.52 | -60.9764 | -45.468 | -48.4794 | -54.292 | -18.5989 | -16.3836 | -34.3228 | 28.4563 | 26.9224 | -40.8264 | -33.0413 | -6.6507 | -38.5063 | -36.6184 | 31.2701 | 15.9549 | 23.4819
TSO | - | 1 | 2 | 2020 | Summer | P, [%] | 0 | 0 | 32.5% | 22.27% | 37.66% | 41.89% | 36.72% | 42.88% | 30.52% | 60.98% | 45.47% | 48.48% | 54.29% | 18.6% | 16.38% | 34.32% | 28.46% | 26.92% | 40.83% | 33.04% | 6.651% | 38.51% | 36.62% | 31.27% | 15.95% | 23.48%
TSO | - | 1 | 2 | 2020 | Summer | P, [MW] | 0 | 0 | -32.3251 | -21.9722 | -37.2649 | -41.5426 | -36.3972 | -42.3919 | -30.3458 | 61.3536 | 46.0021 | 48.7692 | 54.7803 | 19.0255 | 16.7627 | 34.7147 | -28.3936 | -26.8296 | 41.0295 | 33.3506 | 6.7981 | 38.6432 | 36.7558 | -31.1833 | -15.9117 | -23.4351
TSO | - | 1 | 2 | 2020 | Summer | P, [%] | 0 | 0 | 32.33% | 21.97% | 37.26% | 41.54% | 36.4% | 42.39% | 30.35% | 61.35% | 46% | 48.77% | 54.78% | 19.03% | 16.76% | 34.71% | 28.39% | 26.83% | 41.03% | 33.35% | 6.798% | 38.64% | 36.76% | 31.18% | 15.91% | 23.44%
TSO | - | 1 | 2 | 2020 | Summer | Q, [MVAr] | 0 | 0 | -41.3082 | -65.2636 | -68.5135 | -59.3181 | -59.9335 | -74.4001 | -43.5573 | 27.6304 | 62.9766 | 30.7883 | 51.4591 | 65.229 | 61.3739 | 55.7012 | -9.5498 | 15.0078 | 24.3267 | 47.2285 | 36.3438 | 10.3606 | 14.2333 | -19.3521 | -24.5464 | -14.641
TSO | - | 1 | 2 | 2020 | Summer | Q, [%] | 0 | 0 | 41.31% | 65.26% | 68.51% | 59.32% | 59.93% | 74.4% | 43.56% | 27.63% | 62.98% | 30.79% | 51.46% | 65.23% | 61.37% | 55.7% | 9.55% | 15.01% | 24.33% | 47.23% | 36.34% | 10.36% | 14.23% | 19.35% | 24.55% | 14.64%
TSO | - | 1 | 2 | 2020 | Summer | Q, [MVAr] | 0 | 0 | 27.8438 | 52.1302 | 55.7238 | 46.3824 | 46.9018 | 61.8995 | 30.0916 | -40.2533 | -74.9268 | -43.6807 | -63.615 | -77.5044 | -73.8208 | -68.1448 | -4.1708 | -28.5401 | -37.5262 | -59.9795 | -49.6508 | -23.8311 | -27.6858 | 5.6804 | 10.6929 | 0.84343
TSO | - | 1 | 2 | 2020 | Summer | Q, [%] | 0 | 0 | 27.84% | 52.13% | 55.72% | 46.38% | 46.9% | 61.9% | 30.09% | 40.25% | 74.93% | 43.68% | 63.61% | 77.5% | 73.82% | 68.14% | 4.171% | 28.54% | 37.53% | 59.98% | 49.65% | 23.83% | 27.69% | 5.68% | 10.69% | 0.8434%
TSO | - | 1 | 2 | 2020 | Summer | S, [MVA] | 0 | 0 | 52.5586 | 68.9589 | 78.1837 | 72.6168 | 70.2857 | 85.8734 | 53.1856 | 66.9445 | 77.6749 | 57.4297 | 74.8042 | 67.8288 | 63.523 | 65.4269 | 30.016 | 30.8228 | 47.5245 | 57.639 | 36.9473 | 39.8758 | 39.2873 | 36.7739 | 29.276 | 27.6723
TSO | - | 1 | 2 | 2020 | Summer | S, [%] | 0 | 0 | 52.56% | 68.96% | 78.18% | 72.62% | 70.29% | 85.87% | 53.19% | 66.94% | 77.67% | 57.43% | 74.8% | 67.83% | 63.52% | 65.43% | 30.02% | 30.82% | 47.52% | 57.64% | 36.95% | 39.88% | 39.29% | 36.77% | 29.28% | 27.67%
TSO | - | 1 | 2 | 2020 | Summer | S, [MVA] | 0 | 0 | 42.6637 | 56.5715 | 67.0359 | 62.2665 | 59.3678 | 75.0241 | 42.7361 | 73.3798 | 87.9217 | 65.4709 | 83.9508 | 79.8054 | 75.7001 | 76.4776 | 28.6983 | 39.171 | 55.6025 | 68.628 | 50.1141 | 45.4006 | 46.0163 | 31.6965 | 19.1708 | 23.4502
TSO | - | 1 | 2 | 2020 | Summer | S, [%] | 0 | 0 | 42.66% | 56.57% | 67.04% | 62.27% | 59.37% | 75.02% | 42.74% | 73.38% | 87.92% | 65.47% | 83.95% | 79.81% | 75.7% | 76.48% | 28.7% | 39.17% | 55.6% | 68.63% | 50.11% | 45.4% | 46.02% | 31.7% | 19.17% | 23.45%
TSO | - | 2 | 3 | 2020 | Summer | P, [MW] | 0 | 0 | 45.9642 | 42.4024 | 48.5089 | 49.5449 | 48.2445 | 49.9189 | 44.4423 | -6.8147 | 18.2893 | 22.7427 | 14.7985 | 31.7878 | 32.7079 | 26.0625 | 39.8563 | 41.688 | 30.1152 | 29.431 | 34.4448 | 32.706 | 33.4963 | 42.5247 | 32.0201 | 35.5294
TSO | - | 2 | 3 | 2020 | Summer | P, [%] | 0 | 0 | 91.93% | 84.8% | 97.02% | 99.09% | 96.49% | 99.84% | 88.88% | 13.63% | 36.58% | 45.49% | 29.6% | 63.58% | 65.42% | 52.12% | 79.71% | 83.38% | 60.23% | 58.86% | 68.89% | 65.41% | 66.99% | 85.05% | 64.04% | 71.06%
TSO | - | 2 | 3 | 2020 | Summer | P, [MW] | 0 | 0 | -45.3845 | -41.9071 | -47.8763 | -48.8825 | -47.6171 | -49.2505 | -43.8586 | 6.9006 | -18.194 | -22.5985 | -14.7283 | -31.4957 | -32.3926 | -25.8557 | -39.4105 | -41.2014 | -29.8623 | -29.1723 | -34.0518 | -32.4082 | -33.1842 | -42.0252 | -31.7338 | -35.1805
TSO | - | 2 | 3 | 2020 | Summer | P, [%] | 0 | 0 | 90.77% | 83.81% | 95.75% | 97.76% | 95.23% | 98.5% | 87.72% | 13.8% | 36.39% | 45.2% | 29.46% | 62.99% | 64.79% | 51.71% | 78.82% | 82.4% | 59.72% | 58.34% | 68.1% | 64.82% | 66.37% | 84.05% | 63.47% | 70.36%
TSO | - | 2 | 3 | 2020 | Summer | Q, [MVAr] | 0 | 0 | -0.17451 | 2.4007 | -2.6114 | -4.2591 | -4.6797 | -2.5768 | 8.6953 | 11.8245 | -3.1789 | -4.3218 | -9.8385 | -7.9323 | -10.3887 | -11.4581 | -9.3997 | -3.4054 | -5.8521 | -11.4977 | -18.8165 | -7.2337 | -2.2026 | -7.1919 | 0.11304 | -2.3024
TSO | - | 2 | 3 | 2020 | Summer | Q, [%] | 0 | 0 | 0.349% | 4.801% | 5.223% | 8.518% | 9.359% | 5.154% | 17.39% | 23.65% | 6.358% | 8.644% | 19.68% | 15.86% | 20.78% | 22.92% | 18.8% | 6.811% | 11.7% | 23% | 37.63% | 14.47% | 4.405% | 14.38% | 0.2261% | 4.605%
TSO | - | 2 | 3 | 2020 | Summer | Q, [MVAr] | 0 | 0 | -6.9985 | -9.9287 | -4.5412 | -2.7695 | -2.4641 | -4.491 | -15.8122 | -20.2593 | -5.0914 | -3.9555 | 1.3781 | 0.26852 | 2.762 | 3.4491 | 1.9077 | -3.815 | -2.1273 | 3.608 | 11.2572 | -0.68168 | -5.6149 | -0.16693 | -8.0964 | -5.4561
TSO | - | 2 | 3 | 2020 | Summer | Q, [%] | 0 | 0 | 14% | 19.86% | 9.082% | 5.539% | 4.928% | 8.982% | 31.62% | 40.52% | 10.18% | 7.911% | 2.756% | 0.537% | 5.524% | 6.898% | 3.815% | 7.63% | 4.255% | 7.216% | 22.51% | 1.363% | 11.23% | 0.3339% | 16.19% | 10.91%
TSO | - | 2 | 3 | 2020 | Summer | S, [MVA] | 0 | 0 | 45.9645 | 42.4703 | 48.5791 | 49.7276 | 48.4709 | 49.9853 | 45.2849 | 13.6477 | 18.5635 | 23.1497 | 17.7705 | 32.7625 | 34.3181 | 28.47 | 40.9498 | 41.8268 | 30.6786 | 31.5971 | 39.2493 | 33.4964 | 33.5686 | 43.1286 | 32.0203 | 35.6039
TSO | - | 2 | 3 | 2020 | Summer | S, [%] | 0 | 0 | 91.93% | 84.94% | 97.16% | 99.46% | 96.94% | 99.97% | 90.57% | 27.3% | 37.13% | 46.3% | 35.54% | 65.53% | 68.64% | 56.94% | 81.9% | 83.65% | 61.36% | 63.19% | 78.5% | 66.99% | 67.14% | 86.26% | 64.04% | 71.21%
TSO | - | 2 | 3 | 2020 | Summer | S, [MVA] | 0 | 0 | 45.9209 | 43.0672 | 48.0912 | 48.9609 | 47.6808 | 49.4548 | 46.6219 | 21.4022 | 18.893 | 22.9421 | 14.7926 | 31.4968 | 32.5101 | 26.0847 | 39.4566 | 41.3776 | 29.938 | 29.3945 | 35.8643 | 32.4154 | 33.6559 | 42.0256 | 32.7503 | 35.6011
TSO | - | 2 | 3 | 2020 | Summer | S, [%] | 0 | 0 | 91.84% | 86.13% | 96.18% | 97.92% | 95.36% | 98.91% | 93.24% | 42.8% | 37.79% | 45.88% | 29.59% | 62.99% | 65.02% | 52.17% | 78.91% | 82.76% | 59.88% | 58.79% | 71.73% | 64.83% | 67.31% | 84.05% | 65.5% | 71.2%
TSO | - | 3 | 4 | 2020 | Summer | P, [MW] | 0 | 0 | 18.913 | 17.3737 | 17.5029 | 17.8793 | 18.5114 | 19.9844 | 23.348 | 14.816 | 17.3436 | 15.8164 | 13.3648 | 13.774 | 13.226 | 13.173 | 15.7145 | 15.8297 | 16.8432 | 16.3037 | 12.8036 | 13.1951 | 13.2853 | 16.0715 | 13.236 | 14.3054
TSO | - | 3 | 4 | 2020 | Summer | P, [%] | 0 | 0 | 37.83% | 34.75% | 35.01% | 35.76% | 37.02% | 39.97% | 46.7% | 29.63% | 34.69% | 31.63% | 26.73% | 27.55% | 26.45% | 26.35% | 31.43% | 31.66% | 33.69% | 32.61% | 25.61% | 26.39% | 26.57% | 32.14% | 26.47% | 28.61%
TSO | - | 3 | 4 | 2020 | Summer | P, [MW] | 0 | 0 | -18.873 | -17.3408 | -17.4703 | -17.8447 | -18.4738 | -19.9405 | -23.2828 | -14.7823 | -17.2959 | -15.7719 | -13.3324 | -13.7406 | -13.1918 | -13.1403 | -15.6694 | -15.7879 | -16.8006 | -16.2647 | -12.7786 | -13.1697 | -13.26 | -16.038 | -13.2119 | -14.2797
TSO | - | 3 | 4 | 2020 | Summer | P, [%] | 0 | 0 | 37.75% | 34.68% | 34.94% | 35.69% | 36.95% | 39.88% | 46.57% | 29.56% | 34.59% | 31.54% | 26.66% | 27.48% | 26.38% | 26.28% | 31.34% | 31.58% | 33.6% | 32.53% | 25.56% | 26.34% | 26.52% | 32.08% | 26.42% | 28.56%
TSO | - | 3 | 4 | 2020 | Summer | Q, [MVAr] | 0 | 0 | 2.6675 | 1.6348 | 0.72578 | 1.6232 | 2.3627 | 2.9383 | 6.1356 | 7.8192 | 9.9264 | 10.9803 | 9.2797 | 8.9229 | 9.9672 | 9.5112 | 11.4648 | 9.7349 | 8.8855 | 8.0612 | 6.5727 | 6.2172 | 5.8871 | 5.7232 | 5.3087 | 4.2306
TSO | - | 3 | 4 | 2020 | Summer | Q, [%] | 0 | 0 | 5.335% | 3.27% | 1.452% | 3.246% | 4.725% | 5.877% | 12.27% | 15.64% | 19.85% | 21.96% | 18.56% | 17.85% | 19.93% | 19.02% | 22.93% | 19.47% | 17.77% | 16.12% | 13.15% | 12.43% | 11.77% | 11.45% | 10.62% | 8.461%
TSO | - | 3 | 4 | 2020 | Summer | Q, [MVAr] | 0 | 0 | -6.5597 | -5.6004 | -4.7111 | -5.5866 | -6.325 | -6.8888 | -9.8911 | -11.6772 | -13.691 | -14.8215 | -13.1772 | -12.7172 | -13.7782 | -13.3722 | -15.3364 | -13.5267 | -12.7378 | -11.9119 | -10.5158 | -10.1622 | -9.7894 | -9.6399 | -9.2526 | -8.1529
TSO | - | 3 | 4 | 2020 | Summer | Q, [%] | 0 | 0 | 13.12% | 11.2% | 9.422% | 11.17% | 12.65% | 13.78% | 19.78% | 23.35% | 27.38% | 29.64% | 26.35% | 25.43% | 27.56% | 26.74% | 30.67% | 27.05% | 25.48% | 23.82% | 21.03% | 20.32% | 19.58% | 19.28% | 18.51% | 16.31%
TSO | - | 3 | 4 | 2020 | Summer | S, [MVA] | 0 | 0 | 19.1002 | 17.4504 | 17.5179 | 17.9529 | 18.6616 | 20.1992 | 24.1407 | 16.7528 | 19.9834 | 19.2542 | 16.2705 | 16.4116 | 16.5611 | 16.2478 | 19.4522 | 18.5835 | 19.0433 | 18.1878 | 14.3921 | 14.5864 | 14.5313 | 17.0602 | 14.2609 | 14.9179
TSO | - | 3 | 4 | 2020 | Summer | S, [%] | 0 | 0 | 38.2% | 34.9% | 35.04% | 35.91% | 37.32% | 40.4% | 48.28% | 33.51% | 39.97% | 38.51% | 32.54% | 32.82% | 33.12% | 32.5% | 38.9% | 37.17% | 38.09% | 36.38% | 28.78% | 29.17% | 29.06% | 34.12% | 28.52% | 29.84%
TSO | - | 3 | 4 | 2020 | Summer | S, [MVA] | 0 | 0 | 19.9805 | 18.2228 | 18.0944 | 18.6987 | 19.5266 | 21.0969 | 25.2967 | 18.8381 | 22.0588 | 21.6432 | 18.7455 | 18.7225 | 19.0751 | 18.7479 | 21.9257 | 20.7901 | 21.0834 | 20.1602 | 16.5491 | 16.6346 | 16.4821 | 18.7122 | 16.1296 | 16.4432
TSO | - | 3 | 4 | 2020 | Summer | S, [%] | 0 | 0 | 39.96% | 36.45% | 36.19% | 37.4% | 39.05% | 42.19% | 50.59% | 37.68% | 44.12% | 43.29% | 37.49% | 37.45% | 38.15% | 37.5% | 43.85% | 41.58% | 42.17% | 40.32% | 33.1% | 33.27% | 32.96% | 37.42% | 32.26% | 32.89%
TSO | - | 4 | 5 | 2020 | Summer | P, [MW] | 0 | 0 | 0.67348 | 0.15226 | 1.1004 | 1.4485 | 1.0788 | 1.0556 | 0.45072 | -3.3537 | -2.069 | -1.944 | -1.8837 | -2.8923 | -2.8011 | -2.8347 | -1.0224 | -0.96838 | -0.39042 | -0.50245 | -1.9013 | -2.9044 | -2.8684 | -1.7761 | -1.229 | -0.31264
TSO | - | 4 | 5 | 2020 | Summer | P, [%] | 0 | 0 | 13.47% | 3.045% | 22.01% | 28.97% | 21.58% | 21.11% | 9.014% | 67.07% | 41.38% | 38.88% | 37.67% | 57.85% | 56.02% | 56.69% | 20.45% | 19.37% | 7.808% | 10.05% | 38.03% | 58.09% | 57.37% | 35.52% | 24.58% | 6.253%
TSO | - | 4 | 5 | 2020 | Summer | P, [MW] | 0 | 0 | -0.65913 | -0.13796 | -1.0857 | -1.4337 | -1.0641 | -1.0408 | -0.43649 | 3.3661 | 2.0809 | 1.9556 | 1.8955 | 2.9028 | 2.8115 | 2.8454 | 1.035 | 0.98082 | 0.40334 | 0.51525 | 1.9122 | 2.9163 | 2.8804 | 1.7868 | 1.2413 | 0.32652
TSO | - | 4 | 5 | 2020 | Summer | P, [%] | 0 | 0 | 13.18% | 2.759% | 21.71% | 28.67% | 21.28% | 20.82% | 8.73% | 67.32% | 41.62% | 39.11% | 37.91% | 58.06% | 56.23% | 56.91% | 20.7% | 19.62% | 8.067% | 10.3% | 38.24% | 58.33% | 57.61% | 35.74% | 24.83% | 6.53%
TSO | - | 4 | 5 | 2020 | Summer | Q, [MVAr] | 0 | 0 | 3.5136 | 3.5633 | 3.5161 | 3.438 | 3.5302 | 3.5534 | 3.5022 | 1.7229 | 2.5813 | 2.5827 | 2.6755 | 1.6435 | 1.7158 | 1.7768 | 3.1204 | 3.0935 | 3.2834 | 3.2477 | 2.4887 | 2.0398 | 2.0851 | 2.5038 | 3.0301 | 3.4647
TSO | - | 4 | 5 | 2020 | Summer | Q, [%] | 0 | 0 | 70.27% | 71.27% | 70.32% | 68.76% | 70.6% | 71.07% | 70.04% | 34.46% | 51.63% | 51.65% | 53.51% | 32.87% | 34.32% | 35.54% | 62.41% | 61.87% | 65.67% | 64.95% | 49.77% | 40.8% | 41.7% | 50.08% | 60.6% | 69.29%
TSO | - | 4 | 5 | 2020 | Summer | Q, [MVAr] | 0 | 0 | -6.1872 | -6.2731 | -6.2372 | -6.1474 | -6.2448 | -6.2729 | -6.1351 | -4.3724 | -5.1919 | -5.238 | -5.3436 | -4.2521 | -4.3365 | -4.4274 | -5.792 | -5.7053 | -5.9361 | -5.8928 | -5.1766 | -4.7314 | -4.7473 | -5.1925 | -5.7117 | -6.1297
TSO | - | 4 | 5 | 2020 | Summer | Q, [%] | 0 | 0 | 123.7% | 125.5% | 124.7% | 122.9% | 124.9% | 125.5% | 122.7% | 87.45% | 103.8% | 104.8% | 106.9% | 85.04% | 86.73% | 88.55% | 115.8% | 114.1% | 118.7% | 117.9% | 103.5% | 94.63% | 94.95% | 103.9% | 114.2% | 122.6%
TSO | - | 4 | 5 | 2020 | Summer | S, [MVA] | 0 | 0 | 3.5775 | 3.5666 | 3.6843 | 3.7307 | 3.6914 | 3.7069 | 3.5311 | 3.7704 | 3.3081 | 3.2326 | 3.2721 | 3.3266 | 3.2848 | 3.3455 | 3.2837 | 3.2415 | 3.3065 | 3.2863 | 3.1318 | 3.5492 | 3.5462 | 3.0697 | 3.2699 | 3.4788
TSO | - | 4 | 5 | 2020 | Summer | S, [%] | 0 | 0 | 71.55% | 71.33% | 73.69% | 74.61% | 73.83% | 74.14% | 70.62% | 75.41% | 66.16% | 64.65% | 65.44% | 66.53% | 65.7% | 66.91% | 65.67% | 64.83% | 66.13% | 65.73% | 62.64% | 70.98% | 70.92% | 61.39% | 65.4% | 69.58%
TSO | - | 4 | 5 | 2020 | Summer | S, [MVA] | 0 | 0 | 6.2222 | 6.2746 | 6.331 | 6.3124 | 6.3348 | 6.3587 | 6.1506 | 5.518 | 5.5934 | 5.5911 | 5.6698 | 5.1485 | 5.1681 | 5.2629 | 5.8837 | 5.789 | 5.9498 | 5.9153 | 5.5185 | 5.5579 | 5.5528 | 5.4914 | 5.845 | 6.1384
TSO | - | 4 | 5 | 2020 | Summer | S, [%] | 0 | 0 | 124.4% | 125.5% | 126.6% | 126.2% | 126.7% | 127.2% | 123% | 110.4% | 111.9% | 111.8% | 113.4% | 103% | 103.4% | 105.3% | 117.7% | 115.8% | 119% | 118.3% | 110.4% | 111.2% | 111.1% | 109.8% | 116.9% | 122.8%
TSO | - | 4 | 6 | 2020 | Summer | P, [MW] | 0 | 0 | -1.7325 | -1.5742 | -0.45967 | 0.13637 | 0.13278 | -0.10774 | -2.1581 | -8.9316 | -8.2327 | -8.3563 | -8.2965 | -10.2322 | -9.9164 | -10.2008 | -7.7668 | -7.0293 | -6.1466 | -6.1836 | -7.858 | -9.0642 | -9.3499 | -8.8919 | -8.5429 | -5.6029
TSO | - | 4 | 6 | 2020 | Summer | P, [%] | 0 | 0 | 3.465% | 3.148% | 0.9193% | 0.2727% | 0.2656% | 0.2155% | 4.316% | 17.86% | 16.47% | 16.71% | 16.59% | 20.46% | 19.83% | 20.4% | 15.53% | 14.06% | 12.29% | 12.37% | 15.72% | 18.13% | 18.7% | 17.78% | 17.09% | 11.21%
TSO | - | 4 | 6 | 2020 | Summer | P, [MW] | 0 | 0 | 1.7531 | 1.5962 | 0.48099 | -0.11368 | -0.10931 | 0.13403 | 2.1805 | 8.9671 | 8.2671 | 8.3908 | 8.331 | 10.2774 | 9.9592 | 10.2457 | 7.8 | 7.0602 | 6.1745 | 6.2108 | 7.89 | 9.1019 | 9.3905 | 8.9299 | 8.5807 | 5.6296
TSO | - | 4 | 6 | 2020 | Summer | P, [%] | 0 | 0 | 3.506% | 3.192% | 0.962% | 0.2274% | 0.2186% | 0.2681% | 4.361% | 17.93% | 16.53% | 16.78% | 16.66% | 20.55% | 19.92% | 20.49% | 15.6% | 14.12% | 12.35% | 12.42% | 15.78% | 18.2% | 18.78% | 17.86% | 17.16% | 11.26%
TSO | - | 4 | 6 | 2020 | Summer | Q, [MVAr] | 0 | 0 | 5.0608 | 5.3622 | 5.4131 | 5.6507 | 5.7824 | 6.2319 | 5.2202 | 0.66221 | 1.9817 | 1.917 | 2.0636 | -0.1151 | 0.16947 | 0.28839 | 2.7175 | 3.1576 | 3.6458 | 3.4571 | 2.258 | 1.3678 | 1.5065 | 1.9273 | 2.6014 | 3.9943
TSO | - | 4 | 6 | 2020 | Summer | Q, [%] | 0 | 0 | 10.12% | 10.72% | 10.83% | 11.3% | 11.56% | 12.46% | 10.44% | 1.324% | 3.963% | 3.834% | 4.127% | 0.2302% | 0.3389% | 0.5768% | 5.435% | 6.315% | 7.292% | 6.914% | 4.516% | 2.736% | 3.013% | 3.855% | 5.203% | 7.989%
TSO | - | 4 | 6 | 2020 | Summer | Q, [MVAr] | 0 | 0 | -8.6281 | -8.9706 | -9.04 | -9.2558 | -9.3907 | -9.8355 | -8.7254 | -4.1566 | -5.4252 | -5.4198 | -5.5845 | -3.2921 | -3.5997 | -3.7526 | -6.2494 | -6.613 | -7.1666 | -6.9699 | -5.809 | -4.9091 | -4.9987 | -5.4619 | -6.1312 | -7.5366
TSO | - | 4 | 6 | 2020 | Summer | Q, [%] | 0 | 0 | 17.26% | 17.94% | 18.08% | 18.51% | 18.78% | 19.67% | 17.45% | 8.313% | 10.85% | 10.84% | 11.17% | 6.584% | 7.199% | 7.505% | 12.5% | 13.23% | 14.33% | 13.94% | 11.62% | 9.818% | 9.997% | 10.92% | 12.26% | 15.07%
TSO | - | 4 | 6 | 2020 | Summer | S, [MVA] | 0 | 0 | 5.3492 | 5.5885 | 5.4325 | 5.6524 | 5.7839 | 6.2328 | 5.6487 | 8.9561 | 8.4678 | 8.5734 | 8.5493 | 10.2328 | 9.9178 | 10.2049 | 8.2285 | 7.706 | 7.1465 | 7.0844 | 8.176 | 9.1668 | 9.4705 | 9.0984 | 8.9302 | 6.8809
TSO | - | 4 | 6 | 2020 | Summer | S, [%] | 0 | 0 | 10.7% | 11.18% | 10.87% | 11.3% | 11.57% | 12.47% | 11.3% | 17.91% | 16.94% | 17.15% | 17.1% | 20.47% | 19.84% | 20.41% | 16.46% | 15.41% | 14.29% | 14.17% | 16.35% | 18.33% | 18.94% | 18.2% | 17.86% | 13.76%
TSO | - | 4 | 6 | 2020 | Summer | S, [MVA] | 0 | 0 | 8.8044 | 9.1115 | 9.0528 | 9.2565 | 9.3913 | 9.8364 | 8.9938 | 9.8837 | 9.8882 | 9.989 | 10.0296 | 10.7918 | 10.5897 | 10.9113 | 9.9947 | 9.6736 | 9.4596 | 9.3356 | 9.7978 | 10.3413 | 10.6381 | 10.4678 | 10.5461 | 9.4071
TSO | - | 4 | 6 | 2020 | Summer | S, [%] | 0 | 0 | 17.61% | 18.22% | 18.11% | 18.51% | 18.78% | 19.67% | 17.99% | 19.77% | 19.78% | 19.98% | 20.06% | 21.58% | 21.18% | 21.82% | 19.99% | 19.35% | 18.92% | 18.67% | 19.6% | 20.68% | 21.28% | 20.94% | 21.09% | 18.81%
TSO | - | 6 | 7 | 2020 | Summer | P, [MW] | 0 | 0 | 10.0464 | 6.3668 | 13.0453 | 10.2673 | 10.2633 | 9.2391 | 8.363 | 4.2774 | 13.4047 | 22.0877 | 19.7238 | 11.3883 | 12.3845 | 27.8153 | 15.891 | 14.3153 | 23.1562 | 23.0353 | 7.3032 | 3.7791 | 3.6454 | 10.2205 | 10.9305 | 8.6129
TSO | - | 6 | 7 | 2020 | Summer | P, [%] | 0 | 0 | 20.09% | 12.73% | 26.09% | 20.53% | 20.53% | 18.48% | 16.73% | 8.555% | 26.81% | 44.18% | 39.45% | 22.78% | 24.77% | 55.63% | 31.78% | 28.63% | 46.31% | 46.07% | 14.61% | 7.558% | 7.291% | 20.44% | 21.86% | 17.23%
TSO | - | 6 | 7 | 2020 | Summer | P, [MW] | 0 | 0 | -9.9591 | -6.2935 | -12.9477 | -10.1847 | -10.1825 | -9.1698 | -8.2868 | -4.2419 | -13.3307 | -21.9528 | -19.6011 | -11.3429 | -12.3301 | -27.6408 | -15.7921 | -14.2286 | -23.0031 | -22.8838 | -7.2571 | -3.7472 | -3.6166 | -10.1652 | -10.8624 | -8.5352
TSO | - | 6 | 7 | 2020 | Summer | P, [%] | 0 | 0 | 19.92% | 12.59% | 25.9% | 20.37% | 20.37% | 18.34% | 16.57% | 8.484% | 26.66% | 43.91% | 39.2% | 22.69% | 24.66% | 55.28% | 31.58% | 28.46% | 46.01% | 45.77% | 14.51% | 7.494% | 7.233% | 20.33% | 21.72% | 17.07%
TSO | - | 6 | 7 | 2020 | Summer | Q, [MVAr] | 0 | 0 | 17.3168 | 17.0983 | 17.0809 | 16.6345 | 16.3949 | 15.2346 | 16.4391 | 11.4582 | 12.6641 | 13.1526 | 14.4199 | 8.7277 | 9.8469 | 10.1921 | 14.804 | 13.9722 | 14.5507 | 14.4145 | 12.2927 | 10.9435 | 10.2667 | 12.1979 | 13.9737 | 16.713
TSO | - | 6 | 7 | 2020 | Summer | Q, [%] | 0 | 0 | 34.63% | 34.2% | 34.16% | 33.27% | 32.79% | 30.47% | 32.88% | 22.92% | 25.33% | 26.31% | 28.84% | 17.46% | 19.69% | 20.38% | 29.61% | 27.94% | 29.1% | 28.83% | 24.59% | 21.89% | 20.53% | 24.4% | 27.95% | 33.43%
TSO | - | 6 | 7 | 2020 | Summer | Q, [MVAr] | 0 | 0 | -19.6732 | -19.5636 | -19.4303 | -19.048 | -18.8222 | -17.7266 | -18.8114 | -14.108 | -15.06 | -15.2798 | -16.6199 | -11.2933 | -12.3724 | -12.1288 | -17.1283 | -16.2931 | -16.5667 | -16.4319 | -14.9115 | -13.6535 | -12.9631 | -14.7747 | -16.4722 | -19.1268
TSO | - | 6 | 7 | 2020 | Summer | Q, [%] | 0 | 0 | 39.35% | 39.13% | 38.86% | 38.1% | 37.64% | 35.45% | 37.62% | 28.22% | 30.12% | 30.56% | 33.24% | 22.59% | 24.74% | 24.26% | 34.26% | 32.59% | 33.13% | 32.86% | 29.82% | 27.31% | 25.93% | 29.55% | 32.94% | 38.25%
TSO | - | 6 | 7 | 2020 | Summer | S, [MVA] | 0 | 0 | 20.02 | 18.2453 | 21.4927 | 19.548 | 19.3424 | 17.8172 | 18.444 | 12.2305 | 18.4408 | 25.7071 | 24.4328 | 14.348 | 15.8221 | 29.6238 | 21.7182 | 20.0037 | 27.3484 | 27.1736 | 14.2985 | 11.5776 | 10.8947 | 15.9138 | 17.7409 | 18.8018
TSO | - | 6 | 7 | 2020 | Summer | S, [%] | 0 | 0 | 40.04% | 36.49% | 42.99% | 39.1% | 38.68% | 35.63% | 36.89% | 24.46% | 36.88% | 51.41% | 48.87% | 28.7% | 31.64% | 59.25% | 43.44% | 40.01% | 54.7% | 54.35% | 28.6% | 23.16% | 21.79% | 31.83% | 35.48% | 37.6%
TSO | - | 6 | 7 | 2020 | Summer | S, [MVA] | 0 | 0 | 22.0504 | 20.551 | 23.3491 | 21.5999 | 21.4 | 19.9579 | 20.5558 | 14.7319 | 20.1124 | 26.7469 | 25.6987 | 16.0063 | 17.4673 | 30.1848 | 23.2974 | 21.6315 | 28.3478 | 28.1722 | 16.5837 | 14.1584 | 13.4581 | 17.9339 | 19.7314 | 20.9448
TSO | - | 6 | 7 | 2020 | Summer | S, [%] | 0 | 0 | 44.1% | 41.1% | 46.7% | 43.2% | 42.8% | 39.92% | 41.11% | 29.46% | 40.22% | 53.49% | 51.4% | 32.01% | 34.93% | 60.37% | 46.59% | 43.26% | 56.7% | 56.34% | 33.17% | 28.32% | 26.92% | 35.87% | 39.46% | 41.89%
TSO | - | 6 | 8 | 2020 | Summer | P, [MW] | 0 | 0 | 0.12513 | -2.4761 | 4.3624 | 3.0986 | 3.5542 | 2.6343 | -1.2107 | -12.1007 | -4.2448 | 3.2919 | 0.64592 | -8.3767 | -7.1307 | 6.8822 | -3.9369 | -3.6381 | 4.9315 | 5.0017 | -9.9466 | -14.1647 | -14.7925 | -9.968 | -10.0811 | -7.3649
TSO | - | 6 | 8 | 2020 | Summer | P, [%] | 0 | 0 | 0.6257% | 12.38% | 21.81% | 15.49% | 17.77% | 13.17% | 6.053% | 60.5% | 21.22% | 16.46% | 3.23% | 41.88% | 35.65% | 34.41% | 19.68% | 18.19% | 24.66% | 25.01% | 49.73% | 70.82% | 73.96% | 49.84% | 50.41% | 36.82%
TSO | - | 6 | 8 | 2020 | Summer | P, [MW] | 0 | 0 | -0.00999 | 2.5908 | -4.2382 | -2.9717 | -3.4271 | -2.5059 | 1.3283 | 12.1797 | 4.2962 | -3.2489 | -0.59856 | 8.4105 | 7.1637 | -6.8499 | 3.9943 | 3.7019 | -4.8584 | -4.9318 | 10.0134 | 14.2563 | 14.8904 | 10.0305 | 10.1596 | 7.4728
TSO | - | 6 | 8 | 2020 | Summer | P, [%] | 0 | 0 | 0.04995% | 12.95% | 21.19% | 14.86% | 17.14% | 12.53% | 6.642% | 60.9% | 21.48% | 16.24% | 2.993% | 42.05% | 35.82% | 34.25% | 19.97% | 18.51% | 24.29% | 24.66% | 50.07% | 71.28% | 74.45% | 50.15% | 50.8% | 37.36%
TSO | - | 6 | 8 | 2020 | Summer | Q, [MVAr] | 0 | 0 | 16.3239 | 16.2061 | 16.6769 | 17.0966 | 17.0463 | 17.2988 | 16.3765 | 7.3491 | 9.2888 | 8.5582 | 9.6047 | 3.2567 | 4.6052 | 4.7567 | 10.248 | 10.9662 | 11.661 | 11.2767 | 7.9208 | 6.6851 | 6.623 | 7.2514 | 9.4135 | 14.1716
TSO | - | 6 | 8 | 2020 | Summer | Q, [%] | 0 | 0 | 81.62% | 81.03% | 83.38% | 85.48% | 85.23% | 86.49% | 81.88% | 36.75% | 46.44% | 42.79% | 48.02% | 16.28% | 23.03% | 23.78% | 51.24% | 54.83% | 58.31% | 56.38% | 39.6% | 33.43% | 33.11% | 36.26% | 47.07% | 70.86%
TSO | - | 6 | 8 | 2020 | Summer | Q, [MVAr] | 0 | 0 | -20.4555 | -20.4043 | -20.8311 | -21.2098 | -21.1651 | -21.4146 | -20.4219 | -11.7733 | -13.7411 | -13.1277 | -14.1705 | -7.8738 | -9.2304 | -9.417 | -14.768 | -15.3299 | -16.0265 | -15.6492 | -12.4452 | -11.1224 | -10.9764 | -11.8133 | -13.8642 | -18.38
TSO | - | 6 | 8 | 2020 | Summer | Q, [%] | 0 | 0 | 102.3% | 102% | 104.2% | 106% | 105.8% | 107.1% | 102.1% | 58.87% | 68.71% | 65.64% | 70.85% | 39.37% | 46.15% | 47.08% | 73.84% | 76.65% | 80.13% | 78.25% | 62.23% | 55.61% | 54.88% | 59.07% | 69.32% | 91.9%
TSO | - | 6 | 8 | 2020 | Summer | S, [MVA] | 0 | 0 | 16.3244 | 16.3942 | 17.238 | 17.3751 | 17.4129 | 17.4982 | 16.4212 | 14.1576 | 10.2127 | 9.1694 | 9.6264 | 8.9875 | 8.4885 | 8.3661 | 10.9782 | 11.5539 | 12.6609 | 12.3362 | 12.7151 | 15.663 | 16.2075 | 12.3266 | 13.7929 | 15.9712
TSO | - | 6 | 8 | 2020 | Summer | S, [%] | 0 | 0 | 81.62% | 81.97% | 86.19% | 86.88% | 87.06% | 87.49% | 82.11% | 70.79% | 51.06% | 45.85% | 48.13% | 44.94% | 42.44% | 41.83% | 54.89% | 57.77% | 63.3% | 61.68% | 63.58% | 78.32% | 81.04% | 61.63% | 68.96% | 79.86%
TSO | - | 6 | 8 | 2020 | Summer | S, [MVA] | 0 | 0 | 20.4555 | 20.5681 | 21.2579 | 21.417 | 21.4408 | 21.5607 | 20.4651 | 16.9398 | 14.397 | 13.5237 | 14.1831 | 11.521 | 11.6841 | 11.6448 | 15.2986 | 15.7705 | 16.7467 | 16.4079 | 15.9734 | 18.0817 | 18.4989 | 15.4972 | 17.1882 | 19.841
TSO | - | 6 | 8 | 2020 | Summer | S, [%] | 0 | 0 | 102.3% | 102.8% | 106.3% | 107.1% | 107.2% | 107.8% | 102.3% | 84.7% | 71.99% | 67.62% | 70.92% | 57.6% | 58.42% | 58.22% | 76.49% | 78.85% | 83.73% | 82.04% | 79.87% | 90.41% | 92.49% | 77.49% | 85.94% | 99.21%
TSO | - | 8 | 9 | 2020 | Summer | P, [MW] | 0 | 0 | 43.1978 | 33.2156 | 55.7937 | 26.1153 | 52.1447 | 53.0444 | 32.6351 | 87.6978 | 86.0105 | 82.3167 | 90.6914 | 87.1558 | 86.8411 | 84.2641 | 79.6738 | 72.3545 | 75.7345 | 74.6105 | 61.4516 | 81.909 | 79.047 | 74.7515 | 83.1568 | 57.273
TSO | - | 8 | 9 | 2020 | Summer | P, [%] | 0 | 0 | 43.2% | 33.22% | 55.79% | 26.12% | 52.14% | 53.04% | 32.64% | 87.7% | 86.01% | 82.32% | 90.69% | 87.16% | 86.84% | 84.26% | 79.67% | 72.35% | 75.73% | 74.61% | 61.45% | 81.91% | 79.05% | 74.75% | 83.16% | 57.27%
TSO | - | 8 | 9 | 2020 | Summer | P, [MW] | 0 | 0 | -42.9696 | -33.0644 | -55.4399 | -25.9779 | -51.8146 | -52.6564 | -32.4448 | -86.9466 | -85.1577 | -81.4742 | -89.8323 | -86.2804 | -85.9793 | -83.4615 | -78.9259 | -71.6397 | -74.933 | -73.8152 | -61.0805 | -81.2599 | -78.4404 | -74.2034 | -82.4818 | -56.9292
TSO | - | 8 | 9 | 2020 | Summer | P, [%] | 0 | 0 | 42.97% | 33.06% | 55.44% | 25.98% | 51.81% | 52.66% | 32.44% | 86.95% | 85.16% | 81.47% | 89.83% | 86.28% | 85.98% | 83.46% | 78.93% | 71.64% | 74.93% | 73.82% | 61.08% | 81.26% | 78.44% | 74.2% | 82.48% | 56.93%
TSO | - | 8 | 9 | 2020 | Summer | Q, [MVAr] | 0 | 0 | -22.0398 | -22.797 | -22.841 | -28.6998 | -26.0996 | -34.7754 | -30.4324 | 0.095097 | -35.5929 | -44.2783 | -24.4448 | -39.5912 | -38.1716 | -36.0069 | -37.8745 | -45.2473 | -49.7945 | -50.8017 | 4.3287 | 5.0816 | 1.1577 | 6.6064 | 0.11715 | -14.8264
TSO | - | 8 | 9 | 2020 | Summer | Q, [%] | 0 | 0 | 22.04% | 22.8% | 22.84% | 28.7% | 26.1% | 34.78% | 30.43% | 0.0951% | 35.59% | 44.28% | 24.44% | 39.59% | 38.17% | 36.01% | 37.87% | 45.25% | 49.79% | 50.8% | 4.329% | 5.082% | 1.158% | 6.606% | 0.1172% | 14.83%
TSO | - | 8 | 9 | 2020 | Summer | Q, [MVAr] | 0 | 0 | 17.8452 | 18.1218 | 19.2212 | 23.9791 | 22.3739 | 31.3178 | 26.0981 | -1.7731 | 34.4972 | 43.025 | 23.3192 | 38.4489 | 36.9738 | 34.5036 | 36.13 | 43.4606 | 48.4043 | 49.3831 | -7.9796 | -7.3691 | -3.6164 | -9.3667 | -2.1896 | 11.1683
TSO | - | 8 | 9 | 2020 | Summer | Q, [%] | 0 | 0 | 17.85% | 18.12% | 19.22% | 23.98% | 22.37% | 31.32% | 26.1% | 1.773% | 34.5% | 43.02% | 23.32% | 38.45% | 36.97% | 34.5% | 36.13% | 43.46% | 48.4% | 49.38% | 7.98% | 7.369% | 3.616% | 9.367% | 2.19% | 11.17%
TSO | - | 8 | 9 | 2020 | Summer | S, [MVA] | 0 | 0 | 48.4954 | 40.2862 | 60.288 | 38.8032 | 58.3118 | 63.4275 | 44.6226 | 87.6979 | 93.0841 | 93.4698 | 93.9281 | 95.7267 | 94.8602 | 91.6348 | 88.2178 | 85.3375 | 90.6378 | 90.2637 | 61.6039 | 82.0665 | 79.0555 | 75.0429 | 83.1569 | 59.161
TSO | - | 8 | 9 | 2020 | Summer | S, [%] | 0 | 0 | 48.5% | 40.29% | 60.29% | 38.8% | 58.31% | 63.43% | 44.62% | 87.7% | 93.08% | 93.47% | 93.93% | 95.73% | 94.86% | 91.63% | 88.22% | 85.34% | 90.64% | 90.26% | 61.6% | 82.07% | 79.06% | 75.04% | 83.16% | 59.16%
TSO | - | 8 | 9 | 2020 | Summer | S, [MVA] | 0 | 0 | 46.5278 | 37.7048 | 58.6774 | 35.3532 | 56.4389 | 61.2659 | 41.6387 | 86.9647 | 91.8798 | 92.1368 | 92.8096 | 94.4596 | 93.5922 | 90.3123 | 86.8025 | 83.7918 | 89.2072 | 88.8109 | 61.5995 | 81.5934 | 78.5237 | 74.7923 | 82.5108 | 58.0143
TSO | - | 8 | 9 | 2020 | Summer | S, [%] | 0 | 0 | 46.53% | 37.7% | 58.68% | 35.35% | 56.44% | 61.27% | 41.64% | 86.96% | 91.88% | 92.14% | 92.81% | 94.46% | 93.59% | 90.31% | 86.8% | 83.79% | 89.21% | 88.81% | 61.6% | 81.59% | 78.52% | 74.79% | 82.51% | 58.01%
TSO | - | 9 | 10 | 2020 | Summer | P, [MW] | 0 | 0 | 12.4004 | 20.8198 | 8.5806 | 12.9673 | 8.2765 | 7.5845 | 11.0598 | 27.7577 | 24.3508 | 22.7538 | 24.6163 | 20.6613 | 18.4161 | 16.8302 | 12.911 | 10.6882 | 16.8847 | 16.5585 | 11.0712 | 20.5426 | 19.7524 | 13.0973 | 20.2942 | 20.081
TSO | - | 9 | 10 | 2020 | Summer | P, [%] | 0 | 0 | 24.8% | 41.64% | 17.16% | 25.93% | 16.55% | 15.17% | 22.12% | 55.52% | 48.7% | 45.51% | 49.23% | 41.32% | 36.83% | 33.66% | 25.82% | 21.38% | 33.77% | 33.12% | 22.14% | 41.09% | 39.5% | 26.19% | 40.59% | 40.16%
TSO | - | 9 | 10 | 2020 | Summer | P, [MW] | 0 | 0 | -12.3393 | -20.6537 | -8.5505 | -12.9029 | -8.2496 | -7.5617 | -11.0102 | -27.4396 | -24.1255 | -22.5348 | -24.3918 | -20.481 | -18.2562 | -16.6938 | -12.7992 | -10.6107 | -16.7285 | -16.4084 | -10.9993 | -20.3631 | -19.5916 | -13.0136 | -20.1224 | -19.9244
TSO | - | 9 | 10 | 2020 | Summer | P, [%] | 0 | 0 | 24.68% | 41.31% | 17.1% | 25.81% | 16.5% | 15.12% | 22.02% | 54.88% | 48.25% | 45.07% | 48.78% | 40.96% | 36.51% | 33.39% | 25.6% | 21.22% | 33.46% | 32.82% | 22% | 40.73% | 39.18% | 26.03% | 40.24% | 39.85%
TSO | - | 9 | 10 | 2020 | Summer | Q, [MVAr] | 0 | 0 | 0.85848 | 1.9239 | 0.57901 | 0.32222 | -0.17606 | -0.081317 | 0.87521 | 7.205 | -6.6044 | -11.8369 | -4.9189 | -11.1458 | -12.6393 | -12.1551 | -14.2606 | -12.071 | -14.2959 | -14.0518 | 6.321 | 6.1222 | 4.6829 | 5.2575 | 5.0682 | 1.8739
TSO | - | 9 | 10 | 2020 | Summer | Q, [%] | 0 | 0 | 1.717% | 3.848% | 1.158% | 0.6444% | 0.3521% | 0.1626% | 1.75% | 14.41% | 13.21% | 23.67% | 9.838% | 22.29% | 25.28% | 24.31% | 28.52% | 24.14% | 28.59% | 28.1% | 12.64% | 12.24% | 9.366% | 10.52% | 10.14% | 3.748%
TSO | - | 9 | 10 | 2020 | Summer | Q, [MVAr] | 0 | 0 | -4.8675 | -5.511 | -4.7858 | -4.3913 | -4.0482 | -4.2031 | -4.9181 | -10.033 | 3.2195 | 8.2773 | 1.5198 | 7.3792 | 8.7798 | 8.1909 | 10.1883 | 7.9372 | 10.4665 | 10.1965 | -10.3252 | -9.659 | -8.29 | -9.2129 | -8.5929 | -5.4509
TSO | - | 9 | 10 | 2020 | Summer | Q, [%] | 0 | 0 | 9.735% | 11.02% | 9.572% | 8.783% | 8.096% | 8.406% | 9.836% | 20.07% | 6.439% | 16.55% | 3.04% | 14.76% | 17.56% | 16.38% | 20.38% | 15.87% | 20.93% | 20.39% | 20.65% | 19.32% | 16.58% | 18.43% | 17.19% | 10.9%
TSO | - | 9 | 10 | 2020 | Summer | S, [MVA] | 0 | 0 | 12.4301 | 20.9085 | 8.6001 | 12.9713 | 8.2784 | 7.585 | 11.0944 | 28.6776 | 25.2305 | 25.6485 | 25.1029 | 23.4759 | 22.3362 | 20.7605 | 19.2369 | 16.1228 | 22.1239 | 21.7172 | 12.7485 | 21.4355 | 20.3 | 14.1131 | 20.9175 | 20.1683
TSO | - | 9 | 10 | 2020 | Summer | S, [%] | 0 | 0 | 24.86% | 41.82% | 17.2% | 25.94% | 16.56% | 15.17% | 22.19% | 57.36% | 50.46% | 51.3% | 50.21% | 46.95% | 44.67% | 41.52% | 38.47% | 32.25% | 44.25% | 43.43% | 25.5% | 42.87% | 40.6% | 28.23% | 41.84% | 40.34%
TSO | - | 9 | 10 | 2020 | Summer | S, [MVA] | 0 | 0 | 13.2647 | 21.3763 | 9.7987 | 13.6297 | 9.1893 | 8.6513 | 12.0587 | 29.2163 | 24.3394 | 24.0069 | 24.4391 | 21.7698 | 20.2577 | 18.595 | 16.3591 | 13.2509 | 19.733 | 19.3185 | 15.0862 | 22.5378 | 21.2734 | 15.9447 | 21.8803 | 20.6566
TSO | - | 9 | 10 | 2020 | Summer | S, [%] | 0 | 0 | 26.53% | 42.75% | 19.6% | 27.26% | 18.38% | 17.3% | 24.12% | 58.43% | 48.68% | 48.01% | 48.88% | 43.54% | 40.52% | 37.19% | 32.72% | 26.5% | 39.47% | 38.64% | 30.17% | 45.08% | 42.55% | 31.89% | 43.76% | 41.31%
TSO | - | 9 | 11 | 2020 | Summer | P, [MW] | 0 | 0 | 10.7699 | 18.9142 | 3.0531 | 8.8839 | 2.7875 | 0.1848 | 9.8508 | 27.4877 | 21.2705 | 15.8852 | 19.7616 | 17.7234 | 16.118 | 15.955 | 11.1938 | 13.0239 | 14.3387 | 13.8276 | 13.7049 | 23.2158 | 22.9746 | 16.0485 | 22.3626 | 19.4741
TSO | - | 9 | 11 | 2020 | Summer | P, [%] | 0 | 0 | 21.54% | 37.83% | 6.106% | 17.77% | 5.575% | 0.3696% | 19.7% | 54.98% | 42.54% | 31.77% | 39.52% | 35.45% | 32.24% | 31.91% | 22.39% | 26.05% | 28.68% | 27.66% | 27.41% | 46.43% | 45.95% | 32.1% | 44.73% | 38.95%
TSO | - | 9 | 11 | 2020 | Summer | P, [MW] | 0 | 0 | -10.7291 | -18.814 | -3.0415 | -8.8496 | -2.7724 | -0.1712 | -9.8136 | -27.292 | -21.1394 | -15.8049 | -19.6521 | -17.6328 | -16.0389 | -15.8803 | -11.147 | -12.9591 | -14.2605 | -13.7542 | -13.6559 | -23.0779 | -22.839 | -15.9817 | -22.2325 | -19.3671
TSO | - | 9 | 11 | 2020 | Summer | P, [%] | 0 | 0 | 21.46% | 37.63% | 6.083% | 17.7% | 5.545% | 0.3424% | 19.63% | 54.58% | 42.28% | 31.61% | 39.3% | 35.27% | 32.08% | 31.76% | 22.29% | 25.92% | 28.52% | 27.51% | 27.31% | 46.16% | 45.68% | 31.96% | 44.47% | 38.73%
TSO | - | 9 | 11 | 2020 | Summer | Q, [MVAr] | 0 | 0 | -7.3823 | -6.6575 | -7.039 | -8.4304 | -8.1806 | -8.3642 | -7.7046 | -0.98538 | -8.6433 | -9.3371 | -7.2147 | -8.1441 | -8.643 | -7.7656 | -8.9168 | -10.2212 | -11.2354 | -11.0161 | 0.55281 | 0.047231 | -0.86854 | 0.1846 | -2.8303 | -6.6253
TSO | - | 9 | 11 | 2020 | Summer | Q, [%] | 0 | 0 | 14.76% | 13.31% | 14.08% | 16.86% | 16.36% | 16.73% | 15.41% | 1.971% | 17.29% | 18.67% | 14.43% | 16.29% | 17.29% | 15.53% | 17.83% | 20.44% | 22.47% | 22.03% | 1.106% | 0.09446% | 1.737% | 0.3692% | 5.661% | 13.25%
TSO | - | 9 | 11 | 2020 | Summer | Q, [MVAr] | 0 | 0 | 5.3663 | 4.8048 | 4.8988 | 6.354 | 6.0512 | 6.2077 | 5.6856 | -0.52862 | 6.8851 | 7.356 | 5.3761 | 6.1833 | 6.65 | 5.7601 | 6.8272 | 8.2299 | 9.264 | 9.0293 | -2.5665 | -1.7817 | -0.86223 | -2.1396 | 1.0917 | 4.8223
TSO | - | 9 | 11 | 2020 | Summer | Q, [%] | 0 | 0 | 10.73% | 9.61% | 9.798% | 12.71% | 12.1% | 12.42% | 11.37% | 1.057% | 13.77% | 14.71% | 10.75% | 12.37% | 13.3% | 11.52% | 13.65% | 16.46% | 18.53% | 18.06% | 5.133% | 3.563% | 1.724% | 4.279% | 2.183% | 9.645%
TSO | - | 9 | 11 | 2020 | Summer | S, [MVA] | 0 | 0 | 13.0572 | 20.0516 | 7.6726 | 12.2472 | 8.6425 | 8.3663 | 12.506 | 27.5053 | 22.9595 | 18.4261 | 21.0375 | 19.505 | 18.2891 | 17.7445 | 14.3112 | 16.5558 | 18.2163 | 17.6793 | 13.7161 | 23.2159 | 22.9911 | 16.0495 | 22.541 | 20.5702
TSO | - | 9 | 11 | 2020 | Summer | S, [%] | 0 | 0 | 26.11% | 40.1% | 15.35% | 24.49% | 17.29% | 16.73% | 25.01% | 55.01% | 45.92% | 36.85% | 42.07% | 39.01% | 36.58% | 35.49% | 28.62% | 33.11% | 36.43% | 35.36% | 27.43% | 46.43% | 45.98% | 32.1% | 45.08% | 41.14%
TSO | - | 9 | 11 | 2020 | Summer | S, [MVA] | 0 | 0 | 11.9963 | 19.4178 | 5.7662 | 10.8944 | 6.6561 | 6.2101 | 11.3417 | 27.2971 | 22.2324 | 17.4329 | 20.3742 | 18.6855 | 17.3628 | 16.8926 | 13.0716 | 15.3515 | 17.0054 | 16.4531 | 13.895 | 23.1465 | 22.8553 | 16.1243 | 22.2593 | 19.9584
TSO | - | 9 | 11 | 2020 | Summer | S, [%] | 0 | 0 | 23.99% | 38.84% | 11.53% | 21.79% | 13.31% | 12.42% | 22.68% | 54.59% | 44.46% | 34.87% | 40.75% | 37.37% | 34.73% | 33.79% | 26.14% | 30.7% | 34.01% | 32.91% | 27.79% | 46.29% | 45.71% | 32.25% | 44.52% | 39.92%
TSO | - | 9 | 12 | 2020 | Summer | P, [MW] | 0 | 0 | 4.6294 | 12.0299 | 1.7083 | 6.1234 | 2.3156 | 1.938 | 2.7379 | 16.8925 | 13.0734 | 10.6413 | 12.9164 | 8.4479 | 6.164 | 2.8062 | -0.1757 | -2.0805 | 4.8158 | 4.3324 | -0.56477 | 8.624 | 7.9249 | 0.69456 | 8.6592 | 10.4009
TSO | - | 9 | 12 | 2020 | Summer | P, [%] | 0 | 0 | 15.43% | 40.1% | 5.694% | 20.41% | 7.719% | 6.46% | 9.126% | 56.31% | 43.58% | 35.47% | 43.05% | 28.16% | 20.55% | 9.354% | 0.5857% | 6.935% | 16.05% | 14.44% | 1.883% | 28.75% | 26.42% | 2.315% | 28.86% | 34.67%
TSO | - | 9 | 12 | 2020 | Summer | P, [MW] | 0 | 0 | -4.5656 | -11.8737 | -1.6507 | -6.0458 | -2.2618 | -1.8845 | -2.6906 | -16.6465 | -12.9357 | -10.4867 | -12.7977 | -8.3138 | -6.0332 | -2.7042 | 0.24007 | 2.1363 | -4.7065 | -4.224 | 0.63812 | -8.507 | -7.8256 | -0.6198 | -8.5462 | -10.2755
TSO | - | 9 | 12 | 2020 | Summer | P, [%] | 0 | 0 | 15.22% | 39.58% | 5.502% | 20.15% | 7.539% | 6.282% | 8.969% | 55.49% | 43.12% | 34.96% | 42.66% | 27.71% | 20.11% | 9.014% | 0.8002% | 7.121% | 15.69% | 14.08% | 2.127% | 28.36% | 26.09% | 2.066% | 28.49% | 34.25%
TSO | - | 9 | 12 | 2020 | Summer | Q, [MVAr] | 0 | 0 | 4.8921 | 5.9587 | 5.4043 | 5.2102 | 4.951 | 5.0207 | 4.2137 | 5.7927 | -10.3633 | -15.4446 | -8.1112 | -15.9354 | -17.026 | -16.4026 | -14.0484 | -12.9612 | -16.1075 | -16.2292 | 6.7677 | 6.4999 | 5.6665 | 6.8627 | 6.1049 | 5.3055
TSO | - | 9 | 12 | 2020 | Summer | Q, [%] | 0 | 0 | 16.31% | 19.86% | 18.01% | 17.37% | 16.5% | 16.74% | 14.05% | 19.31% | 34.54% | 51.48% | 27.04% | 53.12% | 56.75% | 54.68% | 46.83% | 43.2% | 53.69% | 54.1% | 22.56% | 21.67% | 18.89% | 22.88% | 20.35% | 17.69%
TSO | - | 9 | 12 | 2020 | Summer | Q, [MVAr] | 0 | 0 | -11.9783 | -12.6996 | -12.6074 | -12.345 | -12.1725 | -12.3154 | -11.3637 | -12.074 | 3.1572 | 8.0042 | 0.8297 | 8.322 | 9.3873 | 8.6329 | 6.1916 | 5.2234 | 8.4932 | 8.6061 | -13.9377 | -13.4934 | -12.7162 | -14.0176 | -13.0289 | -12.1129
TSO | - | 9 | 12 | 2020 | Summer | Q, [%] | 0 | 0 | 39.93% | 42.33% | 42.02% | 41.15% | 40.57% | 41.05% | 37.88% | 40.25% | 10.52% | 26.68% | 2.766% | 27.74% | 31.29% | 28.78% | 20.64% | 17.41% | 28.31% | 28.69% | 46.46% | 44.98% | 42.39% | 46.73% | 43.43% | 40.38%
TSO | - | 9 | 12 | 2020 | Summer | S, [MVA] | 0 | 0 | 6.7353 | 13.4247 | 5.6679 | 8.0401 | 5.4657 | 5.3817 | 5.0251 | 17.8581 | 16.6826 | 18.7556 | 15.2521 | 18.0362 | 18.1074 | 16.6409 | 14.0495 | 13.1271 | 16.812 | 16.7975 | 6.7912 | 10.7992 | 9.7424 | 6.8977 | 10.5949 | 11.6759
TSO | - | 9 | 12 | 2020 | Summer | S, [%] | 0 | 0 | 22.45% | 44.75% | 18.89% | 26.8% | 18.22% | 17.94% | 16.75% | 59.53% | 55.61% | 62.52% | 50.84% | 60.12% | 60.36% | 55.47% | 46.83% | 43.76% | 56.04% | 55.99% | 22.64% | 36% | 32.47% | 22.99% | 35.32% | 38.92%
TSO | - | 9 | 12 | 2020 | Summer | S, [MVA] | 0 | 0 | 12.8189 | 17.3858 | 12.715 | 13.746 | 12.3808 | 12.4588 | 11.6779 | 20.5642 | 13.3154 | 13.1923 | 12.8246 | 11.7633 | 11.1589 | 9.0465 | 6.1963 | 5.6433 | 9.7101 | 9.5869 | 13.9523 | 15.9512 | 14.9312 | 14.0313 | 15.5817 | 15.8842
TSO | - | 9 | 12 | 2020 | Summer | S, [%] | 0 | 0 | 42.73% | 57.95% | 42.38% | 45.82% | 41.27% | 41.53% | 38.93% | 68.55% | 44.38% | 43.97% | 42.75% | 39.21% | 37.2% | 30.16% | 20.65% | 18.81% | 32.37% | 31.96% | 46.51% | 53.17% | 49.77% | 46.77% | 51.94% | 52.95%
TSO | - | 9 | 13 | 2020 | Summer | P, [MW] | 0 | 0 | 3.7894 | 11.9583 | -2.9668 | 3.3388 | -2.7877 | -5.9408 | 2.1044 | 18.883 | 12.6713 | 8.0783 | 12.188 | 9.252 | 7.679 | 7.2249 | 2.2337 | 4.3906 | 6.1057 | 5.5627 | 5.1817 | 14.2623 | 13.8937 | 6.7725 | 14.3631 | 12.5771
TSO | - | 9 | 13 | 2020 | Summer | P, [%] | 0 | 0 | 7.579% | 23.92% | 5.934% | 6.678% | 5.575% | 11.88% | 4.209% | 37.77% | 25.34% | 16.16% | 24.38% | 18.5% | 15.36% | 14.45% | 4.467% | 8.781% | 12.21% | 11.13% | 10.36% | 28.52% | 27.79% | 13.54% | 28.73% | 25.15%
TSO | - | 9 | 13 | 2020 | Summer | P, [MW] | 0 | 0 | -3.7766 | -11.8865 | 2.9736 | -3.3266 | 2.7976 | 5.9632 | -2.0916 | -18.7107 | -12.5583 | -8.0048 | -12.0942 | -9.1759 | -7.6064 | -7.1648 | -2.1918 | -4.3376 | -6.0333 | -5.4953 | -5.1677 | -14.1648 | -13.8012 | -6.7495 | -14.2635 | -12.494
TSO | - | 9 | 13 | 2020 | Summer | P, [%] | 0 | 0 | 7.553% | 23.77% | 5.947% | 6.653% | 5.595% | 11.93% | 4.183% | 37.42% | 25.12% | 16.01% | 24.19% | 18.35% | 15.21% | 14.33% | 4.384% | 8.675% | 12.07% | 10.99% | 10.34% | 28.33% | 27.6% | 13.5% | 28.53% | 24.99%
TSO | - | 9 | 13 | 2020 | Summer | Q, [MVAr] | 0 | 0 | -5.4434 | -4.5622 | -4.3531 | -5.8081 | -5.5838 | -5.4339 | -6.6289 | -2.4573 | -10.6946 | -11.6525 | -8.9772 | -10.931 | -11.9309 | -10.8409 | -11.2629 | -11.6156 | -12.8292 | -12.6326 | -0.51096 | -0.87317 | -1.764 | -0.59091 | -2.6606 | -5.5719
TSO | - | 9 | 13 | 2020 | Summer | Q, [%] | 0 | 0 | 10.89% | 9.124% | 8.706% | 11.62% | 11.17% | 10.87% | 13.26% | 4.915% | 21.39% | 23.3% | 17.95% | 21.86% | 23.86% | 21.68% | 22.53% | 23.23% | 25.66% | 25.27% | 1.022% | 1.746% | 3.528% | 1.182% | 5.321% | 11.14%
TSO | - | 9 | 13 | 2020 | Summer | Q, [MVAr] | 0 | 0 | 1.4767 | 0.74051 | 0.31536 | 1.7698 | 1.5514 | 1.3994 | 2.67 | -0.9901 | 6.9616 | 7.678 | 5.1699 | 6.9412 | 7.9339 | 6.8095 | 7.1826 | 7.6491 | 8.8795 | 8.667 | -3.4935 | -2.8744 | -1.9818 | -3.3813 | -1.0402 | 1.8324
TSO | - | 9 | 13 | 2020 | Summer | Q, [%] | 0 | 0 | 2.953% | 1.481% | 0.6307% | 3.54% | 3.103% | 2.799% | 5.34% | 1.98% | 13.92% | 15.36% | 10.34% | 13.88% | 15.87% | 13.62% | 14.37% | 15.3% | 17.76% | 17.33% | 6.987% | 5.749% | 3.964% | 6.763% | 2.08% | 3.665%
TSO | - | 9 | 13 | 2020 | Summer | S, [MVA] | 0 | 0 | 6.6325 | 12.799 | 5.2679 | 6.6994 | 6.241 | 8.0511 | 6.9549 | 19.0422 | 16.5812 | 14.1788 | 15.1373 | 14.3209 | 14.1885 | 13.0278 | 11.4823 | 12.4177 | 14.2081 | 13.8031 | 5.2069 | 14.289 | 14.0052 | 6.7982 | 14.6075 | 13.7561
TSO | - | 9 | 13 | 2020 | Summer | S, [%] | 0 | 0 | 13.27% | 25.6% | 10.54% | 13.4% | 12.48% | 16.1% | 13.91% | 38.08% | 33.16% | 28.36% | 30.27% | 28.64% | 28.38% | 26.06% | 22.96% | 24.84% | 28.42% | 27.61% | 10.41% | 28.58% | 28.01% | 13.6% | 29.21% | 27.51%
TSO | - | 9 | 13 | 2020 | Summer | S, [MVA] | 0 | 0 | 4.055 | 11.9096 | 2.9903 | 3.7681 | 3.199 | 6.1252 | 3.3917 | 18.7369 | 14.3588 | 11.0918 | 13.1529 | 11.5056 | 10.9911 | 9.8846 | 7.5096 | 8.7934 | 10.7353 | 10.2623 | 6.2378 | 14.4535 | 13.9428 | 7.5491 | 14.3014 | 12.6276
TSO | - | 9 | 13 | 2020 | Summer | S, [%] | 0 | 0 | 8.11% | 23.82% | 5.981% | 7.536% | 6.398% | 12.25% | 6.783% | 37.47% | 28.72% | 22.18% | 26.31% | 23.01% | 21.98% | 19.77% | 15.02% | 17.59% | 21.47% | 20.52% | 12.48% | 28.91% | 27.89% | 15.1% | 28.6% | 25.26%
TSO | - | 13 | 14 | 2020 | Summer | P, [MW] | 0 | 0 | -10.5564 | -11.1026 | -15.911 | -14.4604 | -15.6843 | -14.3501 | -4.5814 | -2.636 | -8.7658 | -6.2812 | -8.3543 | 3.1016 | 7.4563 | 2.7881 | 9.4289 | 6.6742 | -0.34456 | 0.86213 | 11.0212 | 3.5485 | 8.8618 | 8.1167 | 0.17455 | -4.3078
TSO | - | 13 | 14 | 2020 | Summer | P, [%] | 0 | 0 | 21.11% | 22.21% | 31.82% | 28.92% | 31.37% | 28.7% | 9.163% | 5.272% | 17.53% | 12.56% | 16.71% | 6.203% | 14.91% | 5.576% | 18.86% | 13.35% | 0.6891% | 1.724% | 22.04% | 7.097% | 17.72% | 16.23% | 0.3491% | 8.616%
TSO | - | 13 | 14 | 2020 | Summer | P, [MW] | 0 | 0 | 10.6353 | 11.1868 | 16.0059 | 14.557 | 15.7831 | 14.4433 | 4.6663 | 2.6809 | 8.7759 | 6.2927 | 8.3637 | -3.0899 | -7.4384 | -2.7751 | -9.4158 | -6.6683 | 0.3532 | -0.85314 | -10.9595 | -3.5095 | -8.8131 | -8.062 | -0.12662 | 4.3803
TSO | - | 13 | 14 | 2020 | Summer | P, [%] | 0 | 0 | 21.27% | 22.37% | 32.01% | 29.11% | 31.57% | 28.89% | 9.333% | 5.362% | 17.55% | 12.59% | 16.73% | 6.18% | 14.88% | 5.55% | 18.83% | 13.34% | 0.7064% | 1.706% | 21.92% | 7.019% | 17.63% | 16.12% | 0.2532% | 8.761%
TSO | - | 13 | 14 | 2020 | Summer | Q, [MVAr] | 0 | 0 | -22.4777 | -23.2022 | -22.2068 | -23.5633 | -23.1086 | -23.2362 | -25.3862 | -18.6098 | -1.6375 | 6.6739 | -2.2523 | 8.5693 | 8.7804 | 9.2187 | 3.2969 | 0.78538 | 7.6909 | 7.8197 | -19.0545 | -17.3039 | -17.4678 | -19.1085 | -19.4673 | -23.4462
TSO | - | 13 | 14 | 2020 | Summer | Q, [%] | 0 | 0 | 44.96% | 46.4% | 44.41% | 47.13% | 46.22% | 46.47% | 50.77% | 37.22% | 3.275% | 13.35% | 4.505% | 17.14% | 17.56% | 18.44% | 6.594% | 1.571% | 15.38% | 15.64% | 38.11% | 34.61% | 34.94% | 38.22% | 38.93% | 46.89%
TSO | - | 13 | 14 | 2020 | Summer | Q, [MVAr] | 0 | 0 | 21.6349 | 22.3689 | 21.4001 | 22.7579 | 22.3113 | 22.4074 | 24.5619 | 17.6698 | 0.54831 | -7.788 | 1.1604 | -9.6855 | -9.8768 | -10.3281 | -4.4085 | -1.9006 | -8.8089 | -8.9361 | 18.158 | 16.3317 | 16.5312 | 18.1898 | 18.5307 | 22.5861
TSO | - | 13 | 14 | 2020 | Summer | Q, [%] | 0 | 0 | 43.27% | 44.74% | 42.8% | 45.52% | 44.62% | 44.81% | 49.12% | 35.34% | 1.097% | 15.58% | 2.321% | 19.37% | 19.75% | 20.66% | 8.817% | 3.801% | 17.62% | 17.87% | 36.32% | 32.66% | 33.06% | 36.38% | 37.06% | 45.17%
TSO | - | 13 | 14 | 2020 | Summer | S, [MVA] | 0 | 0 | 24.8331 | 25.7218 | 27.3186 | 27.6465 | 27.9286 | 27.3102 | 25.7963 | 18.7956 | 8.9175 | 9.1648 | 8.6526 | 9.1134 | 11.5192 | 9.6311 | 9.9886 | 6.7202 | 7.6986 | 7.8671 | 22.0123 | 17.664 | 19.5871 | 20.7609 | 19.4681 | 23.8387
TSO | - | 13 | 14 | 2020 | Summer | S, [%] | 0 | 0 | 49.67% | 51.44% | 54.64% | 55.29% | 55.86% | 54.62% | 51.59% | 37.59% | 17.83% | 18.33% | 17.31% | 18.23% | 23.04% | 19.26% | 19.98% | 13.44% | 15.4% | 15.73% | 44.02% | 35.33% | 39.17% | 41.52% | 38.94% | 47.68%
TSO | - | 13 | 14 | 2020 | Summer | S, [MVA] | 0 | 0 | 24.1077 | 25.0102 | 26.7236 | 27.0154 | 27.3295 | 26.659 | 25.0012 | 17.872 | 8.793 | 10.0126 | 8.4438 | 10.1664 | 12.3645 | 10.6944 | 10.3968 | 6.9338 | 8.8159 | 8.9767 | 21.2091 | 16.7045 | 18.7337 | 19.8963 | 18.5311 | 23.007
TSO | - | 13 | 14 | 2020 | Summer | S, [%] | 0 | 0 | 48.22% | 50.02% | 53.45% | 54.03% | 54.66% | 53.32% | 50% | 35.74% | 17.59% | 20.03% | 16.89% | 20.33% | 24.73% | 21.39% | 20.79% | 13.87% | 17.63% | 17.95% | 42.42% | 33.41% | 37.47% | 39.79% | 37.06% | 46.01%
TSO | - | 13 | 15 | 2020 | Summer | P, [MW] | 0 | 0 | -25.836 | -26.5013 | -30.1124 | -27.347 | -29.4075 | -26.4639 | -18.5412 | -15.625 | -23.4806 | -24.6218 | -27.1073 | -14.801 | -14.3256 | -24.4756 | -16.9637 | -18.7891 | -25.805 | -24.9991 | -6.4789 | -14.5079 | -11.3445 | -14.4998 | -22.6416 | -22.3167
TSO | - | 13 | 15 | 2020 | Summer | P, [%] | 0 | 0 | 51.67% | 53% | 60.22% | 54.69% | 58.82% | 52.93% | 37.08% | 31.25% | 46.96% | 49.24% | 54.21% | 29.6% | 28.65% | 48.95% | 33.93% | 37.58% | 51.61% | 50% | 12.96% | 29.02% | 22.69% | 29% | 45.28% | 44.63%
TSO | - | 13 | 15 | 2020 | Summer | P, [MW] | 0 | 0 | 26.1207 | 26.7972 | 30.4408 | 27.6293 | 29.7205 | 26.717 | 18.7403 | 15.8007 | 23.6275 | 24.7846 | 27.3066 | 14.8728 | 14.392 | 24.6459 | 17.0383 | 18.8811 | 25.9812 | 25.1657 | 6.6177 | 14.6659 | 11.4765 | 14.6671 | 22.8843 | 22.5652
TSO | - | 13 | 15 | 2020 | Summer | P, [%] | 0 | 0 | 52.24% | 53.59% | 60.88% | 55.26% | 59.44% | 53.43% | 37.48% | 31.6% | 47.26% | 49.57% | 54.61% | 29.75% | 28.78% | 49.29% | 34.08% | 37.76% | 51.96% | 50.33% | 13.24% | 29.33% | 22.95% | 29.33% | 45.77% | 45.13%
TSO | - | 13 | 15 | 2020 | Summer | Q, [MVAr] | 0 | 0 | -20.6713 | -21.0279 | -19.0578 | -18.7956 | -18.7197 | -17.2813 | -20.901 | -21.0401 | -3.3765 | 4.1693 | -5.6899 | 6.6742 | 6.2039 | 6.9819 | 0.80413 | -0.80412 | 3.1717 | 3.5603 | -22.8304 | -20.4549 | -20.0478 | -21.2967 | -20.5551 | -21.5073
TSO | - | 13 | 15 | 2020 | Summer | Q, [%] | 0 | 0 | 41.34% | 42.06% | 38.12% | 37.59% | 37.44% | 34.56% | 41.8% | 42.08% | 6.753% | 8.339% | 11.38% | 13.35% | 12.41% | 13.96% | 1.608% | 1.608% | 6.343% | 7.121% | 45.66% | 40.91% | 40.1% | 42.59% | 41.11% | 43.01%
TSO | - | 13 | 15 | 2020 | Summer | Q, [MVAr] | 0 | 0 | 19.2557 | 19.6316 | 17.7511 | 17.3339 | 17.3576 | 15.7031 | 19.2117 | 19.3025 | 1.4884 | -6.0631 | 3.9638 | -8.8601 | -8.4111 | -8.8507 | -2.9905 | -1.2859 | -5.0154 | -5.4333 | 20.9477 | 18.6321 | 18.1507 | 19.5067 | 19.0162 | 19.982
TSO | - | 13 | 15 | 2020 | Summer | Q, [%] | 0 | 0 | 38.51% | 39.26% | 35.5% | 34.67% | 34.72% | 31.41% | 38.42% | 38.61% | 2.977% | 12.13% | 7.928% | 17.72% | 16.82% | 17.7% | 5.981% | 2.572% | 10.03% | 10.87% | 41.9% | 37.26% | 36.3% | 39.01% | 38.03% | 39.96%
TSO | - | 13 | 15 | 2020 | Summer | S, [MVA] | 0 | 0 | 33.0878 | 33.8303 | 35.6365 | 33.1833 | 34.8601 | 31.6067 | 27.9397 | 26.2074 | 23.7222 | 24.9723 | 27.698 | 16.2362 | 15.6113 | 25.452 | 16.9828 | 18.8063 | 25.9992 | 25.2514 | 23.7319 | 25.0775 | 23.035 | 25.7642 | 30.5803 | 30.9935
TSO | - | 13 | 15 | 2020 | Summer | S, [%] | 0 | 0 | 66.18% | 67.66% | 71.27% | 66.37% | 69.72% | 63.21% | 55.88% | 52.41% | 47.44% | 49.94% | 55.4% | 32.47% | 31.22% | 50.9% | 33.97% | 37.61% | 52% | 50.5% | 47.46% | 50.16% | 46.07% | 51.53% | 61.16% | 61.99%
TSO | - | 13 | 15 | 2020 | Summer | S, [MVA] | 0 | 0 | 32.4511 | 33.2188 | 35.2384 | 32.6166 | 34.4179 | 30.9901 | 26.8382 | 24.9449 | 23.6743 | 25.5154 | 27.5928 | 17.3119 | 16.6696 | 26.187 | 17.2987 | 18.9248 | 26.4609 | 25.7456 | 21.9681 | 23.7117 | 21.4746 | 24.4056 | 29.7541 | 30.1408
TSO | - | 13 | 15 | 2020 | Summer | S, [%] | 0 | 0 | 64.9% | 66.44% | 70.48% | 65.23% | 68.84% | 61.98% | 53.68% | 49.89% | 47.35% | 51.03% | 55.19% | 34.62% | 33.34% | 52.37% | 34.6% | 37.85% | 52.92% | 51.49% | 43.94% | 47.42% | 42.95% | 48.81% | 59.51% | 60.28%
TSO | - | 1 | 15 | 2020 | Summer | P, [MW] | 0 | 0 | 67.2115 | 63.4142 | 71.8797 | 70.3103 | 70.5171 | 69.8564 | 60.701 | 10.7412 | 37.2934 | 43.0064 | 38.1812 | 47.6342 | 50.2638 | 53.0184 | 67.4959 | 67.9813 | 52.5478 | 53.5729 | 44.2269 | 41.8797 | 41.9007 | 65.2704 | 60.1082 | 59.5575
TSO | - | 1 | 15 | 2020 | Summer | P, [%] | 0 | 0 | 67.21% | 63.41% | 71.88% | 70.31% | 70.52% | 69.86% | 60.7% | 10.74% | 37.29% | 43.01% | 38.18% | 47.63% | 50.26% | 53.02% | 67.5% | 67.98% | 52.55% | 53.57% | 44.23% | 41.88% | 41.9% | 65.27% | 60.11% | 59.56%
TSO | - | 1 | 15 | 2020 | Summer | P, [MW] | 0 | 0 | -66.4449 | -62.7416 | -71.0272 | -69.4953 | -69.6975 | -69.0529 | -60.06 | -10.5747 | -37.007 | -42.6928 | -37.9042 | -47.2446 | -49.8362 | -52.5468 | -66.7458 | -67.2039 | -52.0855 | -53.0914 | -43.8499 | -41.5369 | -41.5382 | -64.5329 | -59.4686 | -58.9374
TSO | - | 1 | 15 | 2020 | Summer | P, [%] | 0 | 0 | 66.44% | 62.74% | 71.03% | 69.5% | 69.7% | 69.05% | 60.06% | 10.57% | 37.01% | 42.69% | 37.9% | 47.24% | 49.84% | 52.55% | 66.75% | 67.2% | 52.09% | 53.09% | 43.85% | 41.54% | 41.54% | 64.53% | 59.47% | 58.94%
TSO | - | 1 | 15 | 2020 | Summer | Q, [MVAr] | 0 | 0 | 6.5229 | 2.7454 | -1.7294 | -2.4131 | -2.6374 | -6.7532 | 9.1577 | 24.5899 | 13.3535 | 2.1365 | 9.6696 | 4.591 | 3.1399 | 2.0755 | -3.7515 | 4.7715 | 1.5691 | 2.1482 | 12.9462 | 12.7922 | 15.7909 | 9.5195 | 11.1916 | 9.5185
TSO | - | 1 | 15 | 2020 | Summer | Q, [%] | 0 | 0 | 6.523% | 2.745% | 1.729% | 2.413% | 2.637% | 6.753% | 9.158% | 24.59% | 13.35% | 2.136% | 9.67% | 4.591% | 3.14% | 2.076% | 3.751% | 4.772% | 1.569% | 2.148% | 12.95% | 12.79% | 15.79% | 9.519% | 11.19% | 9.518%
TSO | - | 1 | 15 | 2020 | Summer | Q, [MVAr] | 0 | 0 | -13.0834 | -9.825 | -4.4602 | -3.9761 | -3.7301 | 0.26539 | -16.3452 | -34.1412 | -22.3486 | -11.0841 | -18.7441 | -13.1213 | -11.4855 | -10.2017 | -2.9846 | -11.2915 | -9.7484 | -10.2224 | -21.4721 | -21.4975 | -24.3691 | -16.2047 | -18.3689 | -16.811
TSO | - | 1 | 15 | 2020 | Summer | Q, [%] | 0 | 0 | 13.08% | 9.825% | 4.46% | 3.976% | 3.73% | 0.2654% | 16.35% | 34.14% | 22.35% | 11.08% | 18.74% | 13.12% | 11.49% | 10.2% | 2.985% | 11.29% | 9.748% | 10.22% | 21.47% | 21.5% | 24.37% | 16.2% | 18.37% | 16.81%
TSO | - | 1 | 15 | 2020 | Summer | S, [MVA] | 0 | 0 | 67.5273 | 63.4736 | 71.9005 | 70.3517 | 70.5664 | 70.182 | 61.3879 | 26.8335 | 39.6121 | 43.0594 | 39.3866 | 47.8549 | 50.3618 | 53.059 | 67.6001 | 68.1486 | 52.5712 | 53.616 | 46.0828 | 43.7898 | 44.7774 | 65.9609 | 61.1412 | 60.3133
TSO | - | 1 | 15 | 2020 | Summer | S, [%] | 0 | 0 | 67.53% | 63.47% | 71.9% | 70.35% | 70.57% | 70.18% | 61.39% | 26.83% | 39.61% | 43.06% | 39.39% | 47.85% | 50.36% | 53.06% | 67.6% | 68.15% | 52.57% | 53.62% | 46.08% | 43.79% | 44.78% | 65.96% | 61.14% | 60.31%
TSO | - | 1 | 15 | 2020 | Summer | S, [MVA] | 0 | 0 | 67.7208 | 63.5062 | 71.1671 | 69.609 | 69.7973 | 69.0535 | 62.2445 | 35.7414 | 43.2317 | 44.1082 | 42.2856 | 49.0328 | 51.1426 | 53.5279 | 66.8125 | 68.1459 | 52.9899 | 54.0666 | 48.8249 | 46.7703 | 48.1589 | 66.5364 | 62.2409 | 61.2881
TSO | - | 1 | 15 | 2020 | Summer | S, [%] | 0 | 0 | 67.72% | 63.51% | 71.17% | 69.61% | 69.8% | 69.05% | 62.24% | 35.74% | 43.23% | 44.11% | 42.29% | 49.03% | 51.14% | 53.53% | 66.81% | 68.15% | 52.99% | 54.07% | 48.82% | 46.77% | 48.16% | 66.54% | 62.24% | 61.29%
TSO | - | 1 | 16 | 2020 | Summer | P, [MW] | 0 | 0 | 39.0802 | 40.6438 | 41.5246 | 40.9594 | 40.982 | 41.1639 | 34.5613 | 26.0837 | 36.9305 | 39.3646 | 38.5767 | 35.1084 | 34.2811 | 35.7883 | 36.2909 | 34.1067 | 37.5987 | 37.5265 | 22.86 | 29.3492 | 27.7607 | 32.8849 | 37.4507 | 38.2793
TSO | - | 1 | 16 | 2020 | Summer | P, [%] | 0 | 0 | 39.08% | 40.64% | 41.52% | 40.96% | 40.98% | 41.16% | 34.56% | 26.08% | 36.93% | 39.36% | 38.58% | 35.11% | 34.28% | 35.79% | 36.29% | 34.11% | 37.6% | 37.53% | 22.86% | 29.35% | 27.76% | 32.88% | 37.45% | 38.28%
TSO | - | 1 | 16 | 2020 | Summer | P, [MW] | 0 | 0 | -38.2446 | -39.7696 | -40.6528 | -40.1094 | -40.1336 | -40.3349 | -33.8541 | -25.5226 | -36.3466 | -38.7042 | -37.9345 | -34.5742 | -33.7654 | -35.228 | -35.7277 | -33.618 | -36.9946 | -36.924 | -22.4269 | -28.7859 | -27.2323 | -32.2371 | -36.6532 | -37.4437
TSO | - | 1 | 16 | 2020 | Summer | P, [%] | 0 | 0 | 38.24% | 39.77% | 40.65% | 40.11% | 40.13% | 40.33% | 33.85% | 25.52% | 36.35% | 38.7% | 37.93% | 34.57% | 33.77% | 35.23% | 35.73% | 33.62% | 36.99% | 36.92% | 22.43% | 28.79% | 27.23% | 32.24% | 36.65% | 37.44%
TSO | - | 1 | 16 | 2020 | Summer | Q, [MVAr] | 0 | 0 | 18.5748 | 17.7985 | 15.8273 | 15.6844 | 15.5303 | 13.8019 | 19.1877 | 22.6694 | 2.2746 | -7.8048 | 3.5187 | -9.2874 | -10.2518 | -10.3023 | -7.9282 | -3.8732 | -8.0032 | -8.1598 | 19.6136 | 18.9745 | 19.1417 | 18.5398 | 19.3517 | 19.9676
TSO | - | 1 | 16 | 2020 | Summer | Q, [%] | 0 | 0 | 18.57% | 17.8% | 15.83% | 15.68% | 15.53% | 13.8% | 19.19% | 22.67% | 2.275% | 7.805% | 3.519% | 9.287% | 10.25% | 10.3% | 7.928% | 3.873% | 8.003% | 8.16% | 19.61% | 18.97% | 19.14% | 18.54% | 19.35% | 19.97%
TSO | - | 1 | 16 | 2020 | Summer | Q, [MVAr] | 0 | 0 | -20.3722 | -19.4269 | -17.4862 | -17.4447 | -17.2996 | -15.6772 | -21.5688 | -25.691 | -5.3958 | 4.9207 | -6.3589 | 5.8074 | 6.6751 | 6.9301 | 4.5971 | 0.24598 | 4.8589 | 5.0064 | -23.2551 | -22.0194 | -22.3465 | -21.2 | -21.3161 | -21.7514
TSO | - | 1 | 16 | 2020 | Summer | Q, [%] | 0 | 0 | 20.37% | 19.43% | 17.49% | 17.44% | 17.3% | 15.68% | 21.57% | 25.69% | 5.396% | 4.921% | 6.359% | 5.807% | 6.675% | 6.93% | 4.597% | 0.246% | 4.859% | 5.006% | 23.26% | 22.02% | 22.35% | 21.2% | 21.32% | 21.75%
TSO | - | 1 | 16 | 2020 | Summer | S, [MVA] | 0 | 0 | 43.2699 | 44.37 | 44.4387 | 43.8597 | 43.826 | 43.4161 | 39.5304 | 34.5581 | 37.0005 | 40.1308 | 38.7369 | 36.3161 | 35.7812 | 37.2416 | 37.1468 | 34.3259 | 38.441 | 38.4034 | 30.121 | 34.9487 | 33.7203 | 37.7511 | 42.155 | 43.1742
TSO | - | 1 | 16 | 2020 | Summer | S, [%] | 0 | 0 | 43.27% | 44.37% | 44.44% | 43.86% | 43.83% | 43.42% | 39.53% | 34.56% | 37% | 40.13% | 38.74% | 36.32% | 35.78% | 37.24% | 37.15% | 34.33% | 38.44% | 38.4% | 30.12% | 34.95% | 33.72% | 37.75% | 42.15% | 43.17%
TSO | - | 1 | 16 | 2020 | Summer | S, [MVA] | 0 | 0 | 43.3321 | 44.2609 | 44.254 | 43.7388 | 43.7034 | 43.2744 | 40.1412 | 36.2136 | 36.7449 | 39.0158 | 38.4638 | 35.0585 | 34.4189 | 35.9032 | 36.0222 | 33.6189 | 37.3123 | 37.2619 | 32.3074 | 36.242 | 35.2273 | 38.5833 | 42.4008 | 43.3031
TSO | - | 1 | 16 | 2020 | Summer | S, [%] | 0 | 0 | 43.33% | 44.26% | 44.25% | 43.74% | 43.7% | 43.27% | 40.14% | 36.21% | 36.74% | 39.02% | 38.46% | 35.06% | 34.42% | 35.9% | 36.02% | 33.62% | 37.31% | 37.26% | 32.31% | 36.24% | 35.23% | 38.58% | 42.4% | 43.3%
TSO | - | 1 | 17 | 2020 | Summer | P, [MW] | 0 | 0 | 47.711 | 48.4726 | 49.2575 | 49.0563 | 49.5165 | 49.9765 | 46.6204 | 41.1215 | 50.0198 | 50.1392 | 50.2184 | 49.5241 | 48.9403 | 48.9925 | 49.4375 | 45.7285 | 49.7568 | 49.7872 | 36.5273 | 41.8445 | 42.5573 | 45.6512 | 46.6706 | 47.2929
TSO | - | 1 | 17 | 2020 | Summer | P, [%] | 0 | 0 | 95.42% | 96.95% | 98.51% | 98.11% | 99.03% | 99.95% | 93.24% | 82.24% | 100% | 100.3% | 100.4% | 99.05% | 97.88% | 97.98% | 98.88% | 91.46% | 99.51% | 99.57% | 73.05% | 83.69% | 85.11% | 91.3% | 93.34% | 94.59%
TSO | - | 1 | 17 | 2020 | Summer | P, [MW] | 0 | 0 | -47.1525 | -47.9034 | -48.6874 | -48.4912 | -48.9429 | -49.4015 | -46.0631 | -40.6291 | -49.4664 | -49.574 | -49.6608 | -48.9675 | -48.3973 | -48.4457 | -48.8891 | -45.2649 | -49.2002 | -49.2321 | -36.1358 | -41.3861 | -42.0763 | -45.1165 | -46.1233 | -46.7287
TSO | - | 1 | 17 | 2020 | Summer | P, [%] | 0 | 0 | 94.3% | 95.81% | 97.37% | 96.98% | 97.89% | 98.8% | 92.13% | 81.26% | 98.93% | 99.15% | 99.32% | 97.94% | 96.79% | 96.89% | 97.78% | 90.53% | 98.4% | 98.46% | 72.27% | 82.77% | 84.15% | 90.23% | 92.25% | 93.46%
TSO | - | 1 | 17 | 2020 | Summer | Q, [MVAr] | 0 | 0 | 14.6437 | 13.8541 | 11.2841 | 11.1738 | 10.8918 | 9.1901 | 17.4043 | 21.8352 | 2.0955 | -8.9368 | 1.8834 | -10.3027 | -10.0802 | -10.7393 | -8.4917 | -5.5289 | -8.8707 | -8.1623 | 19.5465 | 16.6767 | 17.8169 | 17.0592 | 16.0292 | 16.5398
TSO | - | 1 | 17 | 2020 | Summer | Q, [%] | 0 | 0 | 29.29% | 27.71% | 22.57% | 22.35% | 21.78% | 18.38% | 34.81% | 43.67% | 4.191% | 17.87% | 3.767% | 20.61% | 20.16% | 21.48% | 16.98% | 11.06% | 17.74% | 16.32% | 39.09% | 33.35% | 35.63% | 34.12% | 32.06% | 33.08%
TSO | - | 1 | 17 | 2020 | Summer | Q, [MVAr] | 0 | 0 | -15.124 | -14.2881 | -11.7214 | -11.6342 | -11.3145 | -9.6114 | -17.8827 | -22.5976 | -2.6361 | 8.4153 | -2.4062 | 9.7375 | 9.4541 | 10.128 | 7.8951 | 4.5548 | 8.3101 | 7.5971 | -20.7762 | -17.6087 | -18.6422 | -17.6414 | -16.5572 | -16.9893
TSO | - | 1 | 17 | 2020 | Summer | Q, [%] | 0 | 0 | 30.25% | 28.58% | 23.44% | 23.27% | 22.63% | 19.22% | 35.77% | 45.2% | 5.272% | 16.83% | 4.812% | 19.48% | 18.91% | 20.26% | 15.79% | 9.11% | 16.62% | 15.19% | 41.55% | 35.22% | 37.28% | 35.28% | 33.11% | 33.98%
TSO | - | 1 | 17 | 2020 | Summer | S, [MVA] | 0 | 0 | 49.9077 | 50.4136 | 50.5335 | 50.3128 | 50.7003 | 50.8144 | 49.7632 | 46.5592 | 50.0637 | 50.9294 | 50.2537 | 50.5844 | 49.9677 | 50.1557 | 50.1615 | 46.0615 | 50.5414 | 50.4518 | 41.4284 | 45.0452 | 46.1364 | 48.7345 | 49.3465 | 50.1017
TSO | - | 1 | 17 | 2020 | Summer | S, [%] | 0 | 0 | 99.82% | 100.8% | 101.1% | 100.6% | 101.4% | 101.6% | 99.53% | 93.12% | 100.1% | 101.9% | 100.5% | 101.2% | 99.94% | 100.3% | 100.3% | 92.12% | 101.1% | 100.9% | 82.86% | 90.09% | 92.27% | 97.47% | 98.69% | 100.2%
TSO | - | 1 | 17 | 2020 | Summer | S, [MVA] | 0 | 0 | 49.5186 | 49.9889 | 50.0785 | 49.8673 | 50.2338 | 50.3278 | 49.4125 | 46.4906 | 49.5366 | 50.2832 | 49.7191 | 49.9263 | 49.312 | 49.4931 | 49.5225 | 45.4935 | 49.8971 | 49.8148 | 41.6827 | 44.9764 | 46.0212 | 48.4429 | 49.0051 | 49.7214
TSO | - | 1 | 17 | 2020 | Summer | S, [%] | 0 | 0 | 99.04% | 99.98% | 100.2% | 99.73% | 100.5% | 100.7% | 98.83% | 92.98% | 99.07% | 100.6% | 99.44% | 99.85% | 98.62% | 98.99% | 99.04% | 90.99% | 99.79% | 99.63% | 83.37% | 89.95% | 92.04% | 96.89% | 98.01% | 99.44%
TSO | - | 3 | 15 | 2020 | Summer | P, [MW] | 0 | 0 | 23.6441 | 28.7653 | 24.0583 | 16.8983 | 22.0321 | 14.7487 | 17.1419 | 65.6094 | 57.6723 | 60.2873 | 69.2666 | 36.4637 | 37.9017 | 62.9549 | 32.038 | 31.3785 | 59.9146 | 57.9275 | 23.0542 | 39.6324 | 37.7875 | 26.2554 | 43.1782 | 31.8932
TSO | - | 3 | 15 | 2020 | Summer | P, [%] | 0 | 0 | 23.64% | 28.77% | 24.06% | 16.9% | 22.03% | 14.75% | 17.14% | 65.61% | 57.67% | 60.29% | 69.27% | 36.46% | 37.9% | 62.95% | 32.04% | 31.38% | 59.91% | 57.93% | 23.05% | 39.63% | 37.79% | 26.26% | 43.18% | 31.89%
TSO | - | 3 | 15 | 2020 | Summer | P, [MW] | 0 | 0 | -23.5273 | -28.5943 | -23.925 | -16.8225 | -21.9239 | -14.6914 | -17.0883 | -64.941 | -57.1205 | -59.6898 | -68.5306 | -36.154 | -37.5986 | -62.2837 | -31.8796 | -31.2024 | -59.3351 | -57.3735 | -22.9066 | -39.3548 | -37.5503 | -26.0904 | -42.8585 | -31.7183
TSO | - | 3 | 15 | 2020 | Summer | P, [%] | 0 | 0 | 23.53% | 28.59% | 23.93% | 16.82% | 21.92% | 14.69% | 17.09% | 64.94% | 57.12% | 59.69% | 68.53% | 36.15% | 37.6% | 62.28% | 31.88% | 31.2% | 59.34% | 57.37% | 22.91% | 39.35% | 37.55% | 26.09% | 42.86% | 31.72%
TSO | - | 3 | 15 | 2020 | Summer | Q, [MVAr] | 0 | 0 | 11.4983 | 14.5987 | 14.6634 | 11.8318 | 12.3947 | 9.8941 | 4.4472 | 2.2142 | -17.2922 | -18.9476 | -6.5991 | -28.1959 | -25.3287 | -22.512 | -6.7208 | -14.903 | -16.6107 | -18.457 | 18.0366 | 13.0348 | 7.8226 | 16.9804 | 12.3796 | 8.3111
TSO | - | 3 | 15 | 2020 | Summer | Q, [%] | 0 | 0 | 11.5% | 14.6% | 14.66% | 11.83% | 12.39% | 9.894% | 4.447% | 2.214% | 17.29% | 18.95% | 6.599% | 28.2% | 25.33% | 22.51% | 6.721% | 14.9% | 16.61% | 18.46% | 18.04% | 13.03% | 7.823% | 16.98% | 12.38% | 8.311%
TSO | - | 3 | 15 | 2020 | Summer | Q, [MVAr] | 0 | 0 | -16.8343 | -19.8132 | -20.0299 | -17.3811 | -17.8459 | -15.5401 | -9.9475 | -5.6674 | 13.4571 | 15.1638 | 3.2918 | 23.5481 | 20.6399 | 18.9925 | 1.4657 | 9.8147 | 12.7705 | 14.5476 | -23.2605 | -17.8381 | -12.7124 | -22.1496 | -17.0346 | -13.4361
TSO | - | 3 | 15 | 2020 | Summer | Q, [%] | 0 | 0 | 16.83% | 19.81% | 20.03% | 17.38% | 17.85% | 15.54% | 9.947% | 5.667% | 13.46% | 15.16% | 3.292% | 23.55% | 20.64% | 18.99% | 1.466% | 9.815% | 12.77% | 14.55% | 23.26% | 17.84% | 12.71% | 22.15% | 17.03% | 13.44%
TSO | - | 3 | 15 | 2020 | Summer | S, [MVA] | 0 | 0 | 26.2917 | 32.2578 | 28.1748 | 20.6287 | 25.2793 | 17.76 | 17.7094 | 65.6468 | 60.209 | 63.1947 | 69.5803 | 46.0935 | 45.586 | 66.8589 | 32.7354 | 34.7377 | 62.1745 | 60.7969 | 29.2714 | 41.7209 | 38.5888 | 31.2679 | 44.9179 | 32.9583
TSO | - | 3 | 15 | 2020 | Summer | S, [%] | 0 | 0 | 26.29% | 32.26% | 28.17% | 20.63% | 25.28% | 17.76% | 17.71% | 65.65% | 60.21% | 63.19% | 69.58% | 46.09% | 45.59% | 66.86% | 32.74% | 34.74% | 62.17% | 60.8% | 29.27% | 41.72% | 38.59% | 31.27% | 44.92% | 32.96%
TSO | - | 3 | 15 | 2020 | Summer | S, [MVA] | 0 | 0 | 28.9297 | 34.7879 | 31.2026 | 24.1888 | 28.2689 | 21.3853 | 19.7728 | 65.1878 | 58.6843 | 61.5858 | 68.6097 | 43.1466 | 42.8912 | 65.1151 | 31.9132 | 32.7096 | 60.6938 | 59.1891 | 32.646 | 43.2088 | 39.6438 | 34.2245 | 46.1197 | 34.4468
TSO | - | 3 | 15 | 2020 | Summer | S, [%] | 0 | 0 | 28.93% | 34.79% | 31.2% | 24.19% | 28.27% | 21.39% | 19.77% | 65.19% | 58.68% | 61.59% | 68.61% | 43.15% | 42.89% | 65.12% | 31.91% | 32.71% | 60.69% | 59.19% | 32.65% | 43.21% | 39.64% | 34.22% | 46.12% | 34.45%
TSO | - | 4 | 18 | 2020 | Summer | P, [MW] | 0 | 0 | 19.932 | 18.7628 | 16.8296 | 16.2598 | 17.2622 | 18.9926 | 24.9902 | 27.0676 | 27.5976 | 26.0723 | 23.5127 | 26.8651 | 25.9092 | 26.1758 | 24.4587 | 23.7856 | 23.3376 | 22.9507 | 22.5379 | 25.1383 | 25.4783 | 26.7061 | 22.9838 | 20.1952
TSO | - | 4 | 18 | 2020 | Summer | P, [%] | 0 | 0 | 19.93% | 18.76% | 16.83% | 16.26% | 17.26% | 18.99% | 24.99% | 27.07% | 27.6% | 26.07% | 23.51% | 26.87% | 25.91% | 26.18% | 24.46% | 23.79% | 23.34% | 22.95% | 22.54% | 25.14% | 25.48% | 26.71% | 22.98% | 20.2%
TSO | - | 4 | 18 | 2020 | Summer | P, [MW] | 0 | 0 | -19.932 | -18.7628 | -16.8296 | -16.2598 | -17.2622 | -18.9926 | -24.9902 | -27.0676 | -27.5976 | -26.0723 | -23.5127 | -26.8651 | -25.9092 | -26.1758 | -24.4587 | -23.7856 | -23.3376 | -22.9507 | -22.5379 | -25.1383 | -25.4783 | -26.7061 | -22.9838 | -20.1952
TSO | - | 4 | 18 | 2020 | Summer | P, [%] | 0 | 0 | 19.93% | 18.76% | 16.83% | 16.26% | 17.26% | 18.99% | 24.99% | 27.07% | 27.6% | 26.07% | 23.51% | 26.87% | 25.91% | 26.18% | 24.46% | 23.79% | 23.34% | 22.95% | 22.54% | 25.14% | 25.48% | 26.71% | 22.98% | 20.2%
TSO | - | 4 | 18 | 2020 | Summer | Q, [MVAr] | 0 | 0 | -2.0147 | -3.3251 | -4.218 | -3.5021 | -2.9876 | -2.8965 | 1.1686 | 9.292 | 9.128 | 10.3218 | 8.4382 | 11.1888 | 11.8929 | 11.3071 | 9.4985 | 7.2756 | 5.8086 | 5.2071 | 5.7692 | 6.7546 | 6.1977 | 5.2089 | 3.6211 | 0.69382
TSO | - | 4 | 18 | 2020 | Summer | Q, [%] | 0 | 0 | 2.015% | 3.325% | 4.218% | 3.502% | 2.988% | 2.897% | 1.169% | 9.292% | 9.128% | 10.32% | 8.438% | 11.19% | 11.89% | 11.31% | 9.498% | 7.276% | 5.809% | 5.207% | 5.769% | 6.755% | 6.198% | 5.209% | 3.621% | 0.6938%
TSO | - | 4 | 18 | 2020 | Summer | Q, [MVAr] | 0 | 0 | 2.9366 | 4.1484 | 4.8972 | 4.1288 | 3.6816 | 3.7297 | 0.29115 | -7.3822 | -7.1317 | -8.4945 | -6.9953 | -9.1805 | -9.9747 | -9.4102 | -7.9114 | -5.817 | -4.4671 | -3.9186 | -4.5258 | -5.1994 | -4.6026 | -3.5085 | -2.3772 | 0.24796
TSO | - | 4 | 18 | 2020 | Summer | Q, [%] | 0 | 0 | 2.937% | 4.148% | 4.897% | 4.129% | 3.682% | 3.73% | 0.2911% | 7.382% | 7.132% | 8.495% | 6.995% | 9.181% | 9.975% | 9.41% | 7.911% | 5.817% | 4.467% | 3.919% | 4.526% | 5.199% | 4.603% | 3.508% | 2.377% | 0.248%
TSO | - | 4 | 18 | 2020 | Summer | S, [MVA] | 0 | 0 | 20.0336 | 19.0551 | 17.3501 | 16.6327 | 17.5188 | 19.2122 | 25.0175 | 28.6181 | 29.068 | 28.0411 | 24.981 | 29.102 | 28.5084 | 28.5136 | 26.2383 | 24.8735 | 24.0496 | 23.534 | 23.2645 | 26.0299 | 26.2213 | 27.2093 | 23.2673 | 20.2071
TSO | - | 4 | 18 | 2020 | Summer | S, [%] | 0 | 0 | 20.03% | 19.06% | 17.35% | 16.63% | 17.52% | 19.21% | 25.02% | 28.62% | 29.07% | 28.04% | 24.98% | 29.1% | 28.51% | 28.51% | 26.24% | 24.87% | 24.05% | 23.53% | 23.26% | 26.03% | 26.22% | 27.21% | 23.27% | 20.21%
TSO | - | 4 | 18 | 2020 | Summer | S, [MVA] | 0 | 0 | 20.1472 | 19.2159 | 17.5276 | 16.7758 | 17.6504 | 19.3553 | 24.9919 | 28.0562 | 28.5042 | 27.4211 | 24.5312 | 28.3905 | 27.7629 | 27.8159 | 25.7063 | 24.4866 | 23.7613 | 23.2829 | 22.9878 | 25.6704 | 25.8907 | 26.9355 | 23.1064 | 20.1967
TSO | - | 4 | 18 | 2020 | Summer | S, [%] | 0 | 0 | 20.15% | 19.22% | 17.53% | 16.78% | 17.65% | 19.36% | 24.99% | 28.06% | 28.5% | 27.42% | 24.53% | 28.39% | 27.76% | 27.82% | 25.71% | 24.49% | 23.76% | 23.28% | 22.99% | 25.67% | 25.89% | 26.94% | 23.11% | 20.2%
TSO | - | 5 | 6 | 2020 | Summer | P, [MW] | 0 | 0 | -2.7304 | -1.2199 | -0.75494 | -0.11582 | 0.67614 | 0.36218 | -3.1412 | -11.4097 | -12.0886 | -12.6199 | -12.5611 | -15.413 | -14.8234 | -15.3166 | -12.9551 | -11.3561 | -10.4713 | -10.3872 | -11.5231 | -12.3631 | -13.0093 | -14.1016 | -14.2329 | -9.345
TSO | - | 5 | 6 | 2020 | Summer | P, [%] | 0 | 0 | 5.461% | 2.44% | 1.51% | 0.2316% | 1.352% | 0.7244% | 6.282% | 22.82% | 24.18% | 25.24% | 25.12% | 30.83% | 29.65% | 30.63% | 25.91% | 22.71% | 20.94% | 20.77% | 23.05% | 24.73% | 26.02% | 28.2% | 28.47% | 18.69%
TSO | - | 5 | 6 | 2020 | Summer | P, [MW] | 0 | 0 | 2.7407 | 1.23 | 0.76421 | 0.12652 | -0.66499 | -0.34734 | 3.154 | 11.4489 | 12.1343 | 12.6685 | 12.6092 | 15.4838 | 14.8888 | 15.3857 | 13.0066 | 11.3988 | 10.5086 | 10.4233 | 11.5649 | 12.4095 | 13.0614 | 14.1617 | 14.2946 | 9.3761
TSO | - | 5 | 6 | 2020 | Summer | P, [%] | 0 | 0 | 5.481% | 2.46% | 1.528% | 0.253% | 1.33% | 0.6947% | 6.308% | 22.9% | 24.27% | 25.34% | 25.22% | 30.97% | 29.78% | 30.77% | 26.01% | 22.8% | 21.02% | 20.85% | 23.13% | 24.82% | 26.12% | 28.32% | 28.59% | 18.75%
TSO | - | 5 | 6 | 2020 | Summer | Q, [MVAr] | 0 | 0 | 4.6699 | 5.1696 | 4.9958 | 5.4578 | 5.5552 | 6.5488 | 5.1696 | 1.3379 | 2.1574 | 2.0656 | 2.1712 | 0.25209 | 0.61234 | 0.84122 | 2.4816 | 3.2225 | 3.5913 | 3.2721 | 2.8317 | 2.2486 | 2.5404 | 2.4339 | 2.6772 | 3.7849
TSO | - | 5 | 6 | 2020 | Summer | Q, [%] | 0 | 0 | 9.34% | 10.34% | 9.992% | 10.92% | 11.11% | 13.1% | 10.34% | 2.676% | 4.315% | 4.131% | 4.342% | 0.5042% | 1.225% | 1.682% | 4.963% | 6.445% | 7.183% | 6.544% | 5.663% | 4.497% | 5.081% | 4.868% | 5.354% | 7.57%
TSO | - | 5 | 6 | 2020 | Summer | Q, [MVAr] | 0 | 0 | -5.9358 | -6.4526 | -6.2858 | -6.7385 | -6.8372 | -7.8247 | -6.4105 | -2.5412 | -3.3249 | -3.248 | -3.3607 | -1.3689 | -1.7455 | -1.981 | -3.6648 | -4.3946 | -4.7935 | -4.4734 | -4.0428 | -3.4549 | -3.7204 | -3.6075 | -3.844 | -5.0062
TSO | - | 5 | 6 | 2020 | Summer | Q, [%] | 0 | 0 | 11.87% | 12.91% | 12.57% | 13.48% | 13.67% | 15.65% | 12.82% | 5.082% | 6.65% | 6.496% | 6.721% | 2.738% | 3.491% | 3.962% | 7.33% | 8.789% | 9.587% | 8.947% | 8.086% | 6.91% | 7.441% | 7.215% | 7.688% | 10.01%
TSO | - | 5 | 6 | 2020 | Summer | S, [MVA] | 0 | 0 | 5.4095 | 5.3116 | 5.0525 | 5.459 | 5.5962 | 6.5588 | 6.0491 | 11.4879 | 12.2796 | 12.7878 | 12.7474 | 15.4151 | 14.836 | 15.3396 | 13.1906 | 11.8045 | 11.07 | 10.8904 | 11.8659 | 12.5659 | 13.255 | 14.3101 | 14.4825 | 10.0824
TSO | - | 5 | 6 | 2020 | Summer | S, [%] | 0 | 0 | 10.82% | 10.62% | 10.11% | 10.92% | 11.19% | 13.12% | 12.1% | 22.98% | 24.56% | 25.58% | 25.49% | 30.83% | 29.67% | 30.68% | 26.38% | 23.61% | 22.14% | 21.78% | 23.73% | 25.13% | 26.51% | 28.62% | 28.96% | 20.16%
TSO | - | 5 | 6 | 2020 | Summer | S, [MVA] | 0 | 0 | 6.538 | 6.5688 | 6.3321 | 6.7397 | 6.8694 | 7.8324 | 7.1444 | 11.7275 | 12.5816 | 13.0782 | 13.0494 | 15.5442 | 14.9907 | 15.5127 | 13.5131 | 12.2166 | 11.5502 | 11.3427 | 12.2511 | 12.8814 | 13.581 | 14.614 | 14.8025 | 10.6289
TSO | - | 5 | 6 | 2020 | Summer | S, [%] | 0 | 0 | 13.08% | 13.14% | 12.66% | 13.48% | 13.74% | 15.66% | 14.29% | 23.46% | 25.16% | 26.16% | 26.1% | 31.09% | 29.98% | 31.03% | 27.03% | 24.43% | 23.1% | 22.69% | 24.5% | 25.76% | 27.16% | 29.23% | 29.6% | 21.26%
TSO | - | 7 | 8 | 2020 | Summer | P, [MW] | 0 | 0 | -13.6955 | -14.8082 | -7.7536 | -6.9109 | -5.8195 | -6.5872 | -14.5472 | -35.0483 | -28.9454 | -23.1005 | -26.0718 | -36.2273 | -34.5868 | -22.7208 | -31.6331 | -28.7048 | -20.5468 | -20.2269 | -34.1014 | -39.3253 | -40.6653 | -38.2483 | -39.424 | -29.5847
TSO | - | 7 | 8 | 2020 | Summer | P, [%] | 0 | 0 | 27.39% | 29.62% | 15.51% | 13.82% | 11.64% | 13.17% | 29.09% | 70.1% | 57.89% | 46.2% | 52.14% | 72.45% | 69.17% | 45.44% | 63.27% | 57.41% | 41.09% | 40.45% | 68.2% | 78.65% | 81.33% | 76.5% | 78.85% | 59.17%
TSO | - | 7 | 8 | 2020 | Summer | P, [MW] | 0 | 0 | 13.7692 | 14.8854 | 7.815 | 6.9798 | 5.8876 | 6.6705 | 14.6323 | 35.2209 | 29.0732 | 23.1798 | 26.1724 | 36.4096 | 34.753 | 22.7922 | 31.7799 | 28.8371 | 20.6245 | 20.3006 | 34.2644 | 39.5372 | 40.8949 | 38.4501 | 39.6438 | 29.7347
TSO | - | 7 | 8 | 2020 | Summer | P, [%] | 0 | 0 | 27.54% | 29.77% | 15.63% | 13.96% | 11.78% | 13.34% | 29.26% | 70.44% | 58.15% | 46.36% | 52.34% | 72.82% | 69.51% | 45.58% | 63.56% | 57.67% | 41.25% | 40.6% | 68.53% | 79.07% | 81.79% | 76.9% | 79.29% | 59.47%
TSO | - | 7 | 8 | 2020 | Summer | Q, [MVAr] | 0 | 0 | 17.456 | 17.4874 | 18.6613 | 20.2631 | 20.4827 | 22.7463 | 18.7697 | 4.3055 | 7.437 | 5.1779 | 5.887 | -1.407 | 0.26865 | 0.41021 | 6.8492 | 9.6012 | 10.5566 | 9.8193 | 4.6133 | 3.4709 | 4.2515 | 3.2752 | 5.9508 | 13.2479
TSO | - | 7 | 8 | 2020 | Summer | Q, [%] | 0 | 0 | 34.91% | 34.97% | 37.32% | 40.53% | 40.97% | 45.49% | 37.54% | 8.611% | 14.87% | 10.36% | 11.77% | 2.814% | 0.5373% | 0.8204% | 13.7% | 19.2% | 21.11% | 19.64% | 9.227% | 6.942% | 8.503% | 6.55% | 11.9% | 26.5%
TSO | - | 7 | 8 | 2020 | Summer | Q, [MVAr] | 0 | 0 | -18.9861 | -19.0275 | -20.2822 | -21.8361 | -22.0628 | -24.2529 | -20.2131 | -5.387 | -8.6955 | -6.7115 | -7.3176 | 0.38804 | -1.3692 | -2.0028 | -8.0461 | -10.8235 | -12.0747 | -11.3544 | -5.757 | -4.3839 | -5.0541 | -4.2253 | -6.793 | -14.4047
TSO | - | 7 | 8 | 2020 | Summer | Q, [%] | 0 | 0 | 37.97% | 38.06% | 40.56% | 43.67% | 44.13% | 48.51% | 40.43% | 10.77% | 17.39% | 13.42% | 14.64% | 0.7761% | 2.738% | 4.006% | 16.09% | 21.65% | 24.15% | 22.71% | 11.51% | 8.768% | 10.11% | 8.451% | 13.59% | 28.81%
TSO | - | 7 | 8 | 2020 | Summer | S, [MVA] | 0 | 0 | 22.1874 | 22.9148 | 20.208 | 21.4092 | 21.2934 | 23.6809 | 23.747 | 35.3118 | 29.8856 | 23.6737 | 26.7282 | 36.2546 | 34.5879 | 22.7245 | 32.3661 | 30.2679 | 23.1001 | 22.4844 | 34.4121 | 39.4781 | 40.8869 | 38.3882 | 39.8706 | 32.4154
TSO | - | 7 | 8 | 2020 | Summer | S, [%] | 0 | 0 | 44.37% | 45.83% | 40.42% | 42.82% | 42.59% | 47.36% | 47.49% | 70.62% | 59.77% | 47.35% | 53.46% | 72.51% | 69.18% | 45.45% | 64.73% | 60.54% | 46.2% | 44.97% | 68.82% | 78.96% | 81.77% | 76.78% | 79.74% | 64.83%
TSO | - | 7 | 8 | 2020 | Summer | S, [MVA] | 0 | 0 | 23.4534 | 24.1583 | 21.7357 | 22.9246 | 22.8348 | 25.1535 | 24.9534 | 35.6305 | 30.3458 | 24.1319 | 27.1762 | 36.4117 | 34.78 | 22.8801 | 32.7827 | 30.8014 | 23.8991 | 23.2602 | 34.7447 | 39.7795 | 41.206 | 38.6816 | 40.2216 | 33.0401
TSO | - | 7 | 8 | 2020 | Summer | S, [%] | 0 | 0 | 46.91% | 48.32% | 43.47% | 45.85% | 45.67% | 50.31% | 49.91% | 71.26% | 60.69% | 48.26% | 54.35% | 72.82% | 69.56% | 45.76% | 65.57% | 61.6% | 47.8% | 46.52% | 69.49% | 79.56% | 82.41% | 77.36% | 80.44% | 66.08%
TSO | - | 10 | 12 | 2020 | Summer | P, [MW] | 0 | 0 | -5.2971 | 0.99585 | -7.1262 | -2.5428 | -5.3288 | -5.3143 | -7.9778 | 2.9238 | -2.2296 | -6.011 | -2.8094 | -8.3865 | -10.759 | -16.483 | -18.0475 | -19.497 | -11.7628 | -12.4763 | -15.5486 | -6.6093 | -7.2101 | -15.2392 | -6.1991 | -1.8524
TSO | - | 10 | 12 | 2020 | Summer | P, [%] | 0 | 0 | 10.59% | 1.992% | 14.25% | 5.086% | 10.66% | 10.63% | 15.96% | 5.848% | 4.459% | 12.02% | 5.619% | 16.77% | 21.52% | 32.97% | 36.09% | 38.99% | 23.53% | 24.95% | 31.1% | 13.22% | 14.42% | 30.48% | 12.4% | 3.705%
TSO | - | 10 | 12 | 2020 | Summer | P, [MW] | 0 | 0 | 5.3808 | -0.91136 | 7.231 | 2.6334 | 5.4265 | 5.4119 | 8.0581 | -2.894 | 2.2546 | 6.0725 | 2.822 | 8.4721 | 10.8613 | 16.6182 | 18.1468 | 19.6153 | 11.8391 | 12.5612 | 15.6702 | 6.6712 | 7.2742 | 15.3717 | 6.2631 | 1.9251
TSO | - | 10 | 12 | 2020 | Summer | P, [%] | 0 | 0 | 10.76% | 1.823% | 14.46% | 5.267% | 10.85% | 10.82% | 16.12% | 5.788% | 4.509% | 12.14% | 5.644% | 16.94% | 21.72% | 33.24% | 36.29% | 39.23% | 23.68% | 25.12% | 31.34% | 13.34% | 14.55% | 30.74% | 12.53% | 3.85%
TSO | - | 10 | 12 | 2020 | Summer | Q, [MVAr] | 0 | 0 | 14.6596 | 15.6038 | 16.2786 | 16.1344 | 16.2155 | 16.2877 | 13.0861 | 8.1 | -10.8778 | -15.6971 | -7.7798 | -17.6713 | -18.2617 | -17.2877 | -9.0204 | -9.4913 | -13.9622 | -14.5605 | 11.9321 | 11.5564 | 11.5365 | 13.6067 | 11.9766 | 14.205
TSO | - | 10 | 12 | 2020 | Summer | Q, [%] | 0 | 0 | 29.32% | 31.21% | 32.56% | 32.27% | 32.43% | 32.58% | 26.17% | 16.2% | 21.76% | 31.39% | 15.56% | 35.34% | 36.52% | 34.58% | 18.04% | 18.98% | 27.92% | 29.12% | 23.86% | 23.11% | 23.07% | 27.21% | 23.95% | 28.41%
TSO | - | 10 | 12 | 2020 | Summer | Q, [MVAr] | 0 | 0 | -17.3812 | -18.3391 | -18.9476 | -18.8744 | -18.9221 | -19.0254 | -15.82 | -11.0278 | 7.666 | 12.4888 | 4.526 | 14.5412 | 15.1924 | 14.3694 | 5.9581 | 6.5924 | 10.8154 | 11.452 | -14.5065 | -14.4037 | -14.3716 | -16.1319 | -14.7829 | -16.9639
TSO | - | 10 | 12 | 2020 | Summer | Q, [%] | 0 | 0 | 34.76% | 36.68% | 37.9% | 37.75% | 37.84% | 38.05% | 31.64% | 22.06% | 15.33% | 24.98% | 9.052% | 29.08% | 30.38% | 28.74% | 11.92% | 13.18% | 21.63% | 22.9% | 29.01% | 28.81% | 28.74% | 32.26% | 29.57% | 33.93%
TSO | - | 10 | 12 | 2020 | Summer | S, [MVA] | 0 | 0 | 15.5873 | 15.6355 | 17.7701 | 16.3336 | 17.0687 | 17.1328 | 15.3262 | 8.6115 | 11.104 | 16.8087 | 8.2715 | 19.5603 | 21.1954 | 23.8863 | 20.1762 | 21.6845 | 18.2566 | 19.1746 | 19.5993 | 13.3129 | 13.6042 | 20.4298 | 13.4858 | 14.3253
TSO | - | 10 | 12 | 2020 | Summer | S, [%] | 0 | 0 | 31.17% | 31.27% | 35.54% | 32.67% | 34.14% | 34.27% | 30.65% | 17.22% | 22.21% | 33.62% | 16.54% | 39.12% | 42.39% | 47.77% | 40.35% | 43.37% | 36.51% | 38.35% | 39.2% | 26.63% | 27.21% | 40.86% | 26.97% | 28.65%
TSO | - | 10 | 12 | 2020 | Summer | S, [MVA] | 0 | 0 | 18.1951 | 18.3618 | 20.2805 | 19.0572 | 19.6848 | 19.7802 | 17.7541 | 11.4012 | 7.9907 | 13.8869 | 5.3337 | 16.8292 | 18.6755 | 21.9692 | 19.0998 | 20.6935 | 16.0355 | 16.998 | 21.3541 | 15.8736 | 16.1077 | 22.2829 | 16.0549 | 17.0728
TSO | - | 10 | 12 | 2020 | Summer | S, [%] | 0 | 0 | 36.39% | 36.72% | 40.56% | 38.11% | 39.37% | 39.56% | 35.51% | 22.8% | 15.98% | 27.77% | 10.67% | 33.66% | 37.35% | 43.94% | 38.2% | 41.39% | 32.07% | 34% | 42.71% | 31.75% | 32.22% | 44.57% | 32.11% | 34.15%
TSO | - | 11 | 13 | 2020 | Summer | P, [MW] | 0 | 0 | -4.3078 | 3.919 | -9.9731 | -3.0916 | -9.2912 | -13.1119 | -6.9134 | 8.8268 | 2.5145 | -1.1371 | 3.272 | -0.74016 | -2.2912 | -3.0581 | -8.2964 | -5.7685 | -3.6145 | -4.1892 | -4.6525 | 3.8877 | 3.3607 | -3.9298 | 5.0882 | 4.5645
TSO | - | 11 | 13 | 2020 | Summer | P, [%] | 0 | 0 | 21.54% | 19.6% | 49.87% | 15.46% | 46.46% | 65.56% | 34.57% | 44.13% | 12.57% | 5.685% | 16.36% | 3.701% | 11.46% | 15.29% | 41.48% | 28.84% | 18.07% | 20.95% | 23.26% | 19.44% | 16.8% | 19.65% | 25.44% | 22.82%
TSO | - | 11 | 13 | 2020 | Summer | P, [MW] | 0 | 0 | 4.312 | -3.9154 | 9.996 | 3.0937 | 9.3104 | 13.1499 | 6.9254 | -8.8087 | -2.4909 | 1.1642 | -3.2557 | 0.76597 | 2.3261 | 3.087 | 8.3361 | 5.798 | 3.6461 | 4.2208 | 4.6579 | -3.884 | -3.3582 | 3.9339 | -5.0823 | -4.5594
TSO | - | 11 | 13 | 2020 | Summer | P, [%] | 0 | 0 | 21.56% | 19.58% | 49.98% | 15.47% | 46.55% | 65.75% | 34.63% | 44.04% | 12.45% | 5.821% | 16.28% | 3.83% | 11.63% | 15.43% | 41.68% | 28.99% | 18.23% | 21.1% | 23.29% | 19.42% | 16.79% | 19.67% | 25.41% | 22.8%
TSO | - | 11 | 13 | 2020 | Summer | Q, [MVAr] | 0 | 0 | -1.0095 | -0.019537 | 0.96963 | -0.56613 | -0.3754 | 0.17109 | -3.189 | -2.1756 | -10.9471 | -12.1157 | -8.8819 | -11.9099 | -13.4887 | -12.1298 | -11.6976 | -11.0114 | -12.4705 | -12.2923 | 0.49944 | 0.19556 | -0.66539 | 0.75264 | -0.3809 | -2.2776
TSO | - | 11 | 13 | 2020 | Summer | Q, [%] | 0 | 0 | 5.047% | 0.09769% | 4.848% | 2.831% | 1.877% | 0.8555% | 15.94% | 10.88% | 54.74% | 60.58% | 44.41% | 59.55% | 67.44% | 60.65% | 58.49% | 55.06% | 62.35% | 61.46% | 2.497% | 0.9778% | 3.327% | 3.763% | 1.905% | 11.39%
TSO | - | 11 | 13 | 2020 | Summer | Q, [MVAr] | 0 | 0 | -0.83804 | -1.8474 | -2.7826 | -1.3229 | -1.4538 | -1.9602 | 1.3698 | 0.38941 | 9.122 | 10.247 | 7.0292 | 10.0286 | 11.6374 | 10.2634 | 9.8676 | 9.1825 | 10.6256 | 10.448 | -2.3484 | -2.0544 | -1.1903 | -2.6039 | -1.4573 | 0.43657
TSO | - | 11 | 13 | 2020 | Summer | Q, [%] | 0 | 0 | 4.19% | 9.237% | 13.91% | 6.614% | 7.269% | 9.801% | 6.849% | 1.947% | 45.61% | 51.23% | 35.15% | 50.14% | 58.19% | 51.32% | 49.34% | 45.91% | 53.13% | 52.24% | 11.74% | 10.27% | 5.952% | 13.02% | 7.286% | 2.183%
TSO | - | 11 | 13 | 2020 | Summer | S, [MVA] | 0 | 0 | 4.4245 | 3.9191 | 10.0201 | 3.143 | 9.2988 | 13.113 | 7.6134 | 9.0909 | 11.2321 | 12.169 | 9.4654 | 11.9328 | 13.6819 | 12.5094 | 14.341 | 12.4308 | 12.9838 | 12.9865 | 4.6793 | 3.8926 | 3.426 | 4.0012 | 5.1025 | 5.1012
TSO | - | 11 | 13 | 2020 | Summer | S, [%] | 0 | 0 | 22.12% | 19.6% | 50.1% | 15.71% | 46.49% | 65.57% | 38.07% | 45.45% | 56.16% | 60.84% | 47.33% | 59.66% | 68.41% | 62.55% | 71.7% | 62.15% | 64.92% | 64.93% | 23.4% | 19.46% | 17.13% | 20.01% | 25.51% | 25.51%
TSO | - | 11 | 13 | 2020 | Summer | S, [MVA] | 0 | 0 | 4.3927 | 4.3294 | 10.3761 | 3.3647 | 9.4232 | 13.2952 | 7.0595 | 8.8174 | 9.456 | 10.3129 | 7.7466 | 10.0578 | 11.8676 | 10.7176 | 12.9174 | 10.8598 | 11.2338 | 11.2684 | 5.2164 | 4.3939 | 3.5629 | 4.7176 | 5.2871 | 4.5802
TSO | - | 11 | 13 | 2020 | Summer | S, [%] | 0 | 0 | 21.96% | 21.65% | 51.88% | 16.82% | 47.12% | 66.48% | 35.3% | 44.09% | 47.28% | 51.56% | 38.73% | 50.29% | 59.34% | 53.59% | 64.59% | 54.3% | 56.17% | 56.34% | 26.08% | 21.97% | 17.81% | 23.59% | 26.44% | 22.9%
TSO | - | 12 | 13 | 2020 | Summer | P, [MW] | 0 | 0 | -16.1408 | -31.4691 | -19.6869 | -24.8711 | -22.0986 | -28.6075 | -10.9892 | -36.737 | -27.4978 | -25.5698 | -29.0661 | -11.067 | -3.5556 | 11.707 | 11.4547 | 26.6153 | -1.7592 | -0.78251 | 12.6316 | -8.7139 | -5.934 | 10.5461 | -8.5419 | -21.6451
TSO | - | 12 | 13 | 2020 | Summer | P, [%] | 0 | 0 | 16.14% | 31.47% | 19.69% | 24.87% | 22.1% | 28.61% | 10.99% | 36.74% | 27.5% | 25.57% | 29.07% | 11.07% | 3.556% | 11.71% | 11.45% | 26.62% | 1.759% | 0.7825% | 12.63% | 8.714% | 5.934% | 10.55% | 8.542% | 21.65%
TSO | - | 12 | 13 | 2020 | Summer | P, [MW] | 0 | 0 | 16.6523 | 32.1008 | 20.2354 | 25.479 | 22.6814 | 29.2509 | 11.4882 | 37.292 | 27.669 | 25.9034 | 29.2263 | 11.3477 | 3.8408 | -11.4257 | -11.3254 | -26.4388 | 1.9514 | 0.98517 | -12.1789 | 9.0822 | 6.2741 | -10.0983 | 8.9591 | 22.1903
TSO | - | 12 | 13 | 2020 | Summer | P, [%] | 0 | 0 | 16.65% | 32.1% | 20.24% | 25.48% | 22.68% | 29.25% | 11.49% | 37.29% | 27.67% | 25.9% | 29.23% | 11.35% | 3.841% | 11.43% | 11.33% | 26.44% | 1.951% | 0.9852% | 12.18% | 9.082% | 6.274% | 10.1% | 8.959% | 22.19%
TSO | - | 12 | 13 | 2020 | Summer | Q, [MVAr] | 0 | 0 | -51.8369 | -50.8537 | -52.8977 | -53.739 | -53.7264 | -53.9852 | -52.6433 | -41.7957 | 12.0972 | 33.8286 | 5.3708 | 36.7598 | 38.5388 | 36.7354 | 22.3718 | 15.4011 | 30.8957 | 31.8694 | -50.115 | -46.0571 | -44.7778 | -50.292 | -48.6891 | -51.3514
TSO | - | 12 | 13 | 2020 | Summer | Q, [%] | 0 | 0 | 51.84% | 50.85% | 52.9% | 53.74% | 53.73% | 53.99% | 52.64% | 41.8% | 12.1% | 33.83% | 5.371% | 36.76% | 38.54% | 36.74% | 22.37% | 15.4% | 30.9% | 31.87% | 50.12% | 46.06% | 44.78% | 50.29% | 48.69% | 51.35%
TSO | - | 12 | 13 | 2020 | Summer | Q, [MVAr] | 0 | 0 | 47.71 | 47.0911 | 48.8135 | 49.8346 | 49.7413 | 50.1337 | 48.4687 | 37.8612 | -17.7153 | -39.1825 | -11.0008 | -42.338 | -44.1248 | -42.3242 | -28.4085 | -21.1582 | -36.7023 | -37.6451 | 45.7484 | 41.4196 | 40.0582 | 45.9201 | 44.2623 | 47.3561
TSO | - | 12 | 13 | 2020 | Summer | Q, [%] | 0 | 0 | 47.71% | 47.09% | 48.81% | 49.83% | 49.74% | 50.13% | 48.47% | 37.86% | 17.72% | 39.18% | 11% | 42.34% | 44.12% | 42.32% | 28.41% | 21.16% | 36.7% | 37.65% | 45.75% | 41.42% | 40.06% | 45.92% | 44.26% | 47.36%
TSO | - | 12 | 13 | 2020 | Summer | S, [MVA] | 0 | 0 | 54.2917 | 59.803 | 56.4423 | 59.2153 | 58.0937 | 61.0966 | 53.7781 | 55.6461 | 30.0411 | 42.4051 | 29.5582 | 38.3896 | 38.7025 | 38.5558 | 25.1339 | 30.7502 | 30.9458 | 31.879 | 51.6824 | 46.8742 | 45.1693 | 51.3859 | 49.4327 | 55.7268
TSO | - | 12 | 13 | 2020 | Summer | S, [%] | 0 | 0 | 54.29% | 59.8% | 56.44% | 59.22% | 58.09% | 61.1% | 53.78% | 55.65% | 30.04% | 42.41% | 29.56% | 38.39% | 38.7% | 38.56% | 25.13% | 30.75% | 30.95% | 31.88% | 51.68% | 46.87% | 45.17% | 51.39% | 49.43% | 55.73%
TSO | - | 12 | 13 | 2020 | Summer | S, [MVA] | 0 | 0 | 50.5326 | 56.9915 | 52.8415 | 55.9702 | 54.6684 | 58.0431 | 49.8116 | 53.1428 | 32.8543 | 46.9708 | 31.2281 | 43.8323 | 44.2917 | 43.8392 | 30.5828 | 33.8627 | 36.7542 | 37.658 | 47.3417 | 42.4037 | 40.5465 | 47.0174 | 45.1599 | 52.2973
TSO | - | 12 | 13 | 2020 | Summer | S, [%] | 0 | 0 | 50.53% | 56.99% | 52.84% | 55.97% | 54.67% | 58.04% | 49.81% | 53.14% | 32.85% | 46.97% | 31.23% | 43.83% | 44.29% | 43.84% | 30.58% | 33.86% | 36.75% | 37.66% | 47.34% | 42.4% | 40.55% | 47.02% | 45.16% | 52.3%
TSO | - | 12 | 16 | 2020 | Summer | P, [MW] | 0 | 0 | -9.4016 | -13.3077 | -14.6974 | -15.2251 | -15.5139 | -15.8749 | -2.4549 | 10.5261 | 3.269 | 1.6337 | 2.2797 | 6.637 | 7.5671 | 8.0773 | 3.736 | 7.096 | 2.8463 | 2.95 | 15.6656 | 9.2546 | 10.4414 | 8.4228 | 2.0084 | -4.115
TSO | - | 12 | 16 | 2020 | Summer | P, [%] | 0 | 0 | 18.8% | 26.62% | 29.39% | 30.45% | 31.03% | 31.75% | 4.91% | 21.05% | 6.538% | 3.267% | 4.559% | 13.27% | 15.13% | 16.15% | 7.472% | 14.19% | 5.693% | 5.9% | 31.33% | 18.51% | 20.88% | 16.85% | 4.017% | 8.23%
TSO | - | 12 | 16 | 2020 | Summer | P, [MW] | 0 | 0 | 9.5059 | 13.4215 | 14.8056 | 15.3358 | 15.6269 | 15.9783 | 2.5493 | -10.386 | -3.2637 | -1.6268 | -2.2735 | -6.62 | -7.546 | -8.0538 | -3.7274 | -7.0872 | -2.8397 | -2.9427 | -15.5264 | -9.1563 | -10.3329 | -8.3307 | -1.9204 | 4.2125
TSO | - | 12 | 16 | 2020 | Summer | P, [%] | 0 | 0 | 19.01% | 26.84% | 29.61% | 30.67% | 31.25% | 31.96% | 5.099% | 20.77% | 6.527% | 3.254% | 4.547% | 13.24% | 15.09% | 16.11% | 7.455% | 14.17% | 5.679% | 5.885% | 31.05% | 18.31% | 20.67% | 16.66% | 3.841% | 8.425%
TSO | - | 12 | 16 | 2020 | Summer | Q, [MVAr] | 0 | 0 | -22.1905 | -21.2682 | -19.6771 | -19.6258 | -19.7162 | -18.1546 | -22.9439 | -25.6178 | -5.5135 | 5.0731 | -6.5794 | 6.5331 | 7.2853 | 7.6743 | 4.9964 | 0.074468 | 4.4555 | 4.7878 | -22.9791 | -21.679 | -22.3885 | -21.2538 | -22.2282 | -22.9779
TSO | - | 12 | 16 | 2020 | Summer | Q, [%] | 0 | 0 | 44.38% | 42.54% | 39.35% | 39.25% | 39.43% | 36.31% | 45.89% | 51.24% | 11.03% | 10.15% | 13.16% | 13.07% | 14.57% | 15.35% | 9.993% | 0.1489% | 8.911% | 9.576% | 45.96% | 43.36% | 44.78% | 42.51% | 44.46% | 45.96%
TSO | - | 12 | 16 | 2020 | Summer | Q, [MVAr] | 0 | 0 | 20.6171 | 19.733 | 18.0985 | 18.0569 | 18.1568 | 16.5344 | 21.3239 | 24.2216 | 3.3142 | -7.3697 | 4.3997 | -8.8074 | -9.5527 | -9.9301 | -7.291 | -2.3276 | -6.7569 | -7.088 | 21.5408 | 20.0603 | 20.8159 | 19.6082 | 20.5814 | 21.3841
TSO | - | 12 | 16 | 2020 | Summer | Q, [%] | 0 | 0 | 41.23% | 39.47% | 36.2% | 36.11% | 36.31% | 33.07% | 42.65% | 48.44% | 6.628% | 14.74% | 8.799% | 17.61% | 19.11% | 19.86% | 14.58% | 4.655% | 13.51% | 14.18% | 43.08% | 40.12% | 41.63% | 39.22% | 41.16% | 42.77%
TSO | - | 12 | 16 | 2020 | Summer | S, [MVA] | 0 | 0 | 24.0999 | 25.0884 | 24.5602 | 24.8389 | 25.088 | 24.1164 | 23.0749 | 27.6961 | 6.4098 | 5.3297 | 6.9632 | 9.3129 | 10.5041 | 11.1417 | 6.2387 | 7.0964 | 5.287 | 5.6237 | 27.811 | 23.5717 | 24.7036 | 22.8619 | 22.3187 | 23.3434
TSO | - | 12 | 16 | 2020 | Summer | S, [%] | 0 | 0 | 48.2% | 50.18% | 49.12% | 49.68% | 50.18% | 48.23% | 46.15% | 55.39% | 12.82% | 10.66% | 13.93% | 18.63% | 21.01% | 22.28% | 12.48% | 14.19% | 10.57% | 11.25% | 55.62% | 47.14% | 49.41% | 45.72% | 44.64% | 46.69%
TSO | - | 12 | 16 | 2020 | Summer | S, [MVA] | 0 | 0 | 22.7031 | 23.8648 | 23.3829 | 23.6905 | 23.9556 | 22.9933 | 21.4758 | 26.3544 | 4.6514 | 7.5471 | 4.9524 | 11.0179 | 12.1736 | 12.7856 | 8.1885 | 7.4597 | 7.3293 | 7.6746 | 26.5533 | 22.0511 | 23.2395 | 21.3045 | 20.6708 | 21.795
TSO | - | 12 | 16 | 2020 | Summer | S, [%] | 0 | 0 | 45.41% | 47.73% | 46.77% | 47.38% | 47.91% | 45.99% | 42.95% | 52.71% | 9.303% | 15.09% | 9.905% | 22.04% | 24.35% | 25.57% | 16.38% | 14.92% | 14.66% | 15.35% | 53.11% | 44.1% | 46.48% | 42.61% | 41.34% | 43.59%
TSO | - | 12 | 17 | 2020 | Summer | P, [MW] | 0 | 0 | -20.253 | -23.3402 | -24.5489 | -24.2894 | -24.1931 | -24.3152 | -12.6587 | -0.43516 | -10.739 | -14.1786 | -12.9745 | -7.415 | -6.3404 | -7.8367 | -10.1206 | -8.3984 | -11.8288 | -11.6433 | 2.8848 | -4.257 | -1.5407 | -6.3558 | -13.7659 | -17.1402
TSO | - | 12 | 17 | 2020 | Summer | P, [%] | 0 | 0 | 40.51% | 46.68% | 49.1% | 48.58% | 48.39% | 48.63% | 25.32% | 0.8703% | 21.48% | 28.36% | 25.95% | 14.83% | 12.68% | 15.67% | 20.24% | 16.8% | 23.66% | 23.29% | 5.77% | 8.514% | 3.081% | 12.71% | 27.53% | 34.28%
TSO | - | 12 | 17 | 2020 | Summer | P, [MW] | 0 | 0 | 20.6425 | 23.7676 | 24.9714 | 24.7052 | 24.6076 | 24.703 | 12.94 | 0.70957 | 10.7929 | 14.262 | 13.0577 | 7.449 | 6.3767 | 7.8805 | 10.1679 | 8.4247 | 11.8889 | 11.7047 | -2.6725 | 4.4754 | 1.752 | 6.5649 | 14.0675 | 17.4993
TSO | - | 12 | 17 | 2020 | Summer | P, [%] | 0 | 0 | 41.29% | 47.54% | 49.94% | 49.41% | 49.22% | 49.41% | 25.88% | 1.419% | 21.59% | 28.52% | 26.12% | 14.9% | 12.75% | 15.76% | 20.34% | 16.85% | 23.78% | 23.41% | 5.345% | 8.951% | 3.504% | 13.13% | 28.13% | 35%
TSO | - | 12 | 17 | 2020 | Summer | Q, [MVAr] | 0 | 0 | -24.5639 | -23.5661 | -22.1474 | -22.0927 | -22.1443 | -20.5919 | -24.5288 | -27.4205 | -7.3411 | 2.5604 | -9.1422 | 3.6216 | 5.1528 | 5.1297 | 2.5992 | -2.5885 | 2.3473 | 3.0951 | -24.4893 | -24.5711 | -24.5388 | -23.5494 | -24.938 | -25.4563
TSO | - | 12 | 17 | 2020 | Summer | Q, [%] | 0 | 0 | 49.13% | 47.13% | 44.29% | 44.19% | 44.29% | 41.18% | 49.06% | 54.84% | 14.68% | 5.121% | 18.28% | 7.243% | 10.31% | 10.26% | 5.198% | 5.177% | 4.695% | 6.19% | 48.98% | 49.14% | 49.08% | 47.1% | 49.88% | 50.91%
TSO | - | 12 | 17 | 2020 | Summer | Q, [MVAr] | 0 | 0 | 21.6695 | 20.8336 | 19.3578 | 19.2705 | 19.3145 | 17.6114 | 21.1554 | 24.0522 | 2.6361 | -7.3244 | 4.588 | -8.6466 | -10.1814 | -10.128 | -7.5314 | -2.373 | -7.2192 | -7.9607 | 20.7762 | 20.8814 | 20.8241 | 19.8232 | 21.6481 | 22.4439
TSO | - | 12 | 17 | 2020 | Summer | Q, [%] | 0 | 0 | 43.34% | 41.67% | 38.72% | 38.54% | 38.63% | 35.22% | 42.31% | 48.1% | 5.272% | 14.65% | 9.176% | 17.29% | 20.36% | 20.26% | 15.06% | 4.746% | 14.44% | 15.92% | 41.55% | 41.76% | 41.65% | 39.65% | 43.3% | 44.89%
TSO | - | 12 | 17 | 2020 | Summer | S, [MVA] | 0 | 0 | 31.8366 | 33.1681 | 33.0629 | 32.8339 | 32.7975 | 31.8631 | 27.6026 | 27.4239 | 13.0084 | 14.4079 | 15.8719 | 8.2522 | 8.1702 | 9.3663 | 10.4491 | 8.7883 | 12.0595 | 12.0477 | 24.6586 | 24.9372 | 24.5871 | 24.392 | 28.4852 | 30.6889
TSO | - | 12 | 17 | 2020 | Summer | S, [%] | 0 | 0 | 63.67% | 66.34% | 66.13% | 65.67% | 65.59% | 63.73% | 55.21% | 54.85% | 26.02% | 28.82% | 31.74% | 16.5% | 16.34% | 18.73% | 20.9% | 17.58% | 24.12% | 24.1% | 49.32% | 49.87% | 49.17% | 48.78% | 56.97% | 61.38%
TSO | - | 12 | 17 | 2020 | Summer | S, [MVA] | 0 | 0 | 29.9279 | 31.606 | 31.5958 | 31.3321 | 31.2823 | 30.3381 | 24.7991 | 24.0626 | 11.1102 | 16.0328 | 13.8403 | 11.4128 | 12.0135 | 12.8327 | 12.6534 | 8.7525 | 13.9091 | 14.1553 | 20.9474 | 21.3556 | 20.8976 | 20.882 | 25.8173 | 28.4597
TSO | - | 12 | 17 | 2020 | Summer | S, [%] | 0 | 0 | 59.86% | 63.21% | 63.19% | 62.66% | 62.56% | 60.68% | 49.6% | 48.13% | 22.22% | 32.07% | 27.68% | 22.83% | 24.03% | 25.67% | 25.31% | 17.51% | 27.82% | 28.31% | 41.89% | 42.71% | 41.8% | 41.76% | 51.63% | 56.92%
TSO | - | 14 | 15 | 2020 | Summer | P, [MW] | 0 | 0 | -32.9418 | -33.5779 | -35.5068 | -32.244 | -34.5679 | -30.9077 | -26.0501 | -22.9039 | -30.3744 | -34.0654 | -36.4704 | -25.8606 | -28.5193 | -40.9001 | -34.3074 | -35.0638 | -40.5809 | -40.2488 | -19.2591 | -26.062 | -25.2585 | -29.7262 | -36.3874 | -32.3197
TSO | - | 14 | 15 | 2020 | Summer | P, [%] | 0 | 0 | 65.88% | 67.16% | 71.01% | 64.49% | 69.14% | 61.82% | 52.1% | 45.81% | 60.75% | 68.13% | 72.94% | 51.72% | 57.04% | 81.8% | 68.61% | 70.13% | 81.16% | 80.5% | 38.52% | 52.12% | 50.52% | 59.45% | 72.77% | 64.64%
TSO | - | 14 | 15 | 2020 | Summer | P, [MW] | 0 | 0 | 33.1571 | 33.7987 | 35.7384 | 32.4326 | 34.7832 | 31.0741 | 26.1877 | 23.0456 | 30.53 | 34.2565 | 36.6987 | 25.9747 | 28.6557 | 41.1791 | 34.4997 | 35.2679 | 40.8521 | 40.5158 | 19.3879 | 26.2283 | 25.4135 | 29.9263 | 36.6556 | 32.5311
TSO | - | 14 | 15 | 2020 | Summer | P, [%] | 0 | 0 | 66.31% | 67.6% | 71.48% | 64.87% | 69.57% | 62.15% | 52.38% | 46.09% | 61.06% | 68.51% | 73.4% | 51.95% | 57.31% | 82.36% | 69% | 70.54% | 81.7% | 81.03% | 38.78% | 52.46% | 50.83% | 59.85% | 73.31% | 65.06%
TSO | - | 14 | 15 | 2020 | Summer | Q, [MVAr] | 0 | 0 | -14.5472 | -14.5458 | -12.2709 | -10.7298 | -10.9982 | -8.5478 | -12.5008 | -18.1038 | -3.4663 | 1.9659 | -6.6521 | 4.5685 | 3.7331 | 4.5749 | -0.39544 | -1.0073 | -0.30581 | 0.23112 | -20.417 | -18.0708 | -17.2058 | -17.8752 | -16.5243 | -14.994
TSO | - | 14 | 15 | 2020 | Summer | Q, [%] | 0 | 0 | 29.09% | 29.09% | 24.54% | 21.46% | 22% | 17.1% | 25% | 36.21% | 6.933% | 3.932% | 13.3% | 9.137% | 7.466% | 9.15% | 0.7909% | 2.015% | 0.6116% | 0.4622% | 40.83% | 36.14% | 34.41% | 35.75% | 33.05% | 29.99%
TSO | - | 14 | 15 | 2020 | Summer | Q, [MVAr] | 0 | 0 | 13.7169 | 13.7216 | 11.4713 | 9.7879 | 10.1421 | 7.5209 | 11.4231 | 17.0614 | 2.4413 | -2.9081 | 5.8542 | -5.7529 | -4.8475 | -5.2323 | -0.54697 | 0.12633 | -0.37428 | -0.923 | 19.3192 | 17.0913 | 16.1971 | 17.0056 | 15.8755 | 14.1564
TSO | - | 14 | 15 | 2020 | Summer | Q, [%] | 0 | 0 | 27.43% | 27.44% | 22.94% | 19.58% | 20.28% | 15.04% | 22.85% | 34.12% | 4.883% | 5.816% | 11.71% | 11.51% | 9.695% | 10.46% | 1.094% | 0.2527% | 0.7486% | 1.846% | 38.64% | 34.18% | 32.39% | 34.01% | 31.75% | 28.31%
TSO | - | 14 | 15 | 2020 | Summer | S, [MVA] | 0 | 0 | 36.0109 | 36.5931 | 37.5674 | 33.9824 | 36.2753 | 32.0679 | 28.8943 | 29.1948 | 30.5715 | 34.1221 | 37.0721 | 26.2611 | 28.7626 | 41.1552 | 34.3097 | 35.0783 | 40.5821 | 40.2494 | 28.0672 | 31.7141 | 30.5619 | 34.6867 | 39.9637 | 35.6284
TSO | - | 14 | 15 | 2020 | Summer | S, [%] | 0 | 0 | 72.02% | 73.19% | 75.13% | 67.96% | 72.55% | 64.14% | 57.79% | 58.39% | 61.14% | 68.24% | 74.14% | 52.52% | 57.53% | 82.31% | 68.62% | 70.16% | 81.16% | 80.5% | 56.13% | 63.43% | 61.12% | 69.37% | 79.93% | 71.26%
TSO | - | 14 | 15 | 2020 | Summer | S, [MVA] | 0 | 0 | 35.8824 | 36.4779 | 37.5344 | 33.8773 | 36.2317 | 31.9713 | 28.5707 | 28.6739 | 30.6274 | 34.3797 | 37.1627 | 26.6042 | 29.0628 | 41.5102 | 34.504 | 35.2682 | 40.8538 | 40.5263 | 27.3701 | 31.3055 | 30.1362 | 34.4206 | 39.9458 | 35.4778
TSO | - | 14 | 15 | 2020 | Summer | S, [%] | 0 | 0 | 71.76% | 72.96% | 75.07% | 67.75% | 72.46% | 63.94% | 57.14% | 57.35% | 61.25% | 68.76% | 74.33% | 53.21% | 58.13% | 83.02% | 69.01% | 70.54% | 81.71% | 81.05% | 54.74% | 62.61% | 60.27% | 68.84% | 79.89% | 70.96%
TSO | - | 18 | 19 | 2020 | Summer | P, [MW] | 0 | 0 | 2.7546 | 3.2162 | 3.46 | 1.4904 | 1.9893 | 2.4153 | 1.6771 | 1.764 | 1.088 | -0.37471 | 0.21821 | -0.70811 | -0.68964 | 1.4989 | 2.7048 | 2.5615 | 2.7723 | 2.7268 | 1.6381 | 1.815 | 1.9052 | 1.917 | 1.1318 | 1.3874
TSO | - | 18 | 19 | 2020 | Summer | P, [%] | 0 | 0 | 27.55% | 32.16% | 34.6% | 14.9% | 19.89% | 24.15% | 16.77% | 17.64% | 10.88% | 3.747% | 2.182% | 7.081% | 6.896% | 14.99% | 27.05% | 25.62% | 27.72% | 27.27% | 16.38% | 18.15% | 19.05% | 19.17% | 11.32% | 13.87%
TSO | - | 18 | 19 | 2020 | Summer | P, [MW] | 0 | 0 | -2.7168 | -3.1662 | -3.4063 | -1.4785 | -1.97 | -2.3903 | -1.663 | -1.7474 | -1.0815 | 0.3764 | -0.21537 | 0.71084 | 0.69203 | -1.4884 | -2.6708 | -2.5312 | -2.7366 | -2.6926 | -1.6173 | -1.7939 | -1.8839 | -1.8933 | -1.1213 | -1.3772
TSO | - | 18 | 19 | 2020 | Summer | P, [%] | 0 | 0 | 27.17% | 31.66% | 34.06% | 14.78% | 19.7% | 23.9% | 16.63% | 17.47% | 10.81% | 3.764% | 2.154% | 7.108% | 6.92% | 14.88% | 26.71% | 25.31% | 27.37% | 26.93% | 16.17% | 17.94% | 18.84% | 18.93% | 11.21% | 13.77%
TSO | - | 18 | 19 | 2020 | Summer | Q, [MVAr] | 0 | 0 | 1.0725 | 1.1971 | 0.89371 | 0.7712 | 0.77292 | 0.27944 | 0.59976 | 0.70041 | 0.44984 | 0.47632 | 0.75896 | 0.27146 | 0.17468 | 0.055644 | 0.33868 | 0.026093 | 0.45798 | 0.35499 | 1.4076 | 1.1903 | 1.039 | 1.2812 | 1.0409 | 0.64295
TSO | - | 18 | 19 | 2020 | Summer | Q, [%] | 0 | 0 | 10.73% | 11.97% | 8.937% | 7.712% | 7.729% | 2.794% | 5.998% | 7.004% | 4.498% | 4.763% | 7.59% | 2.715% | 1.747% | 0.5564% | 3.387% | 0.2609% | 4.58% | 3.55% | 14.08% | 11.9% | 10.39% | 12.81% | 10.41% | 6.43%
TSO | - | 18 | 19 | 2020 | Summer | Q, [MVAr] | 0 | 0 | -1.0164 | -1.1228 | -0.81388 | -0.75347 | -0.74423 | -0.24227 | -0.5788 | -0.6757 | -0.44021 | -0.4738 | -0.75473 | -0.26741 | -0.17112 | -0.04005 | -0.28822 | 0.019038 | -0.40494 | -0.30418 | -1.3766 | -1.1589 | -1.0073 | -1.246 | -1.0253 | -0.62769
TSO | - | 18 | 19 | 2020 | Summer | Q, [%] | 0 | 0 | 10.16% | 11.23% | 8.139% | 7.535% | 7.442% | 2.423% | 5.788% | 6.757% | 4.402% | 4.738% | 7.547% | 2.674% | 1.711% | 0.4005% | 2.882% | 0.1904% | 4.049% | 3.042% | 13.77% | 11.59% | 10.07% | 12.46% | 10.25% | 6.277%
TSO | - | 18 | 19 | 2020 | Summer | S, [MVA] | 0 | 0 | 2.956 | 3.4317 | 3.5736 | 1.6781 | 2.1342 | 2.4314 | 1.7811 | 1.898 | 1.1773 | 0.60604 | 0.7897 | 0.75836 | 0.71142 | 1.4999 | 2.7259 | 2.5617 | 2.8099 | 2.7498 | 2.1598 | 2.1705 | 2.1701 | 2.3057 | 1.5376 | 1.5292
TSO | - | 18 | 19 | 2020 | Summer | S, [%] | 0 | 0 | 29.56% | 34.32% | 35.74% | 16.78% | 21.34% | 24.31% | 17.81% | 18.98% | 11.77% | 6.06% | 7.897% | 7.584% | 7.114% | 15% | 27.26% | 25.62% | 28.1% | 27.5% | 21.6% | 21.71% | 21.7% | 23.06% | 15.38% | 15.29%
TSO | - | 18 | 19 | 2020 | Summer | S, [MVA] | 0 | 0 | 2.9007 | 3.3594 | 3.5022 | 1.6594 | 2.1059 | 2.4026 | 1.7608 | 1.8735 | 1.1677 | 0.60511 | 0.78486 | 0.75947 | 0.71288 | 1.4889 | 2.6863 | 2.5312 | 2.7664 | 2.7097 | 2.1238 | 2.1356 | 2.1363 | 2.2665 | 1.5194 | 1.5135
TSO | - | 18 | 19 | 2020 | Summer | S, [%] | 0 | 0 | 29.01% | 33.59% | 35.02% | 16.59% | 21.06% | 24.03% | 17.61% | 18.73% | 11.68% | 6.051% | 7.849% | 7.595% | 7.129% | 14.89% | 26.86% | 25.31% | 27.66% | 27.1% | 21.24% | 21.36% | 21.36% | 22.67% | 15.19% | 15.13%
TSO | - | 19 | 20 | 2020 | Summer | P, [MW] | 0 | 0 | 0.51157 | 0.96712 | 0.65306 | 0.92806 | 0.86837 | -0.40875 | -0.6034 | 0.64478 | 1.0815 | 2.9762 | 3.5452 | 2.0723 | 2.0704 | 3.1388 | 1.5708 | 1.4296 | 2.7366 | 2.6926 | 1.0664 | 1.2423 | 1.3319 | 1.3426 | 2.7768 | 1.9277
TSO | - | 19 | 20 | 2020 | Summer | P, [%] | 0 | 0 | 5.116% | 9.671% | 6.531% | 9.281% | 8.684% | 4.088% | 6.034% | 6.448% | 10.81% | 29.76% | 35.45% | 20.72% | 20.7% | 31.39% | 15.71% | 14.3% | 27.37% | 26.93% | 10.66% | 12.42% | 13.32% | 13.43% | 27.77% | 19.28%
TSO | - | 19 | 20 | 2020 | Summer | P, [MW] | 0 | 0 | -0.50992 | -0.96313 | -0.65085 | -0.92528 | -0.86593 | 0.40921 | 0.60442 | -0.64338 | -1.0781 | -2.951 | -3.5094 | -2.0595 | -2.0574 | -3.1093 | -1.5635 | -1.4227 | -2.7151 | -2.6716 | -1.0612 | -1.2367 | -1.3262 | -1.3362 | -2.7546 | -1.9174
TSO | - | 19 | 20 | 2020 | Summer | P, [%] | 0 | 0 | 5.099% | 9.631% | 6.509% | 9.253% | 8.659% | 4.092% | 6.044% | 6.434% | 10.78% | 29.51% | 35.09% | 20.6% | 20.57% | 31.09% | 15.64% | 14.23% | 27.15% | 26.72% | 10.61% | 12.37% | 13.26% | 13.36% | 27.55% | 19.17%
TSO | - | 19 | 20 | 2020 | Summer | Q, [MVAr] | 0 | 0 | 0.57797 | 0.73051 | 0.62927 | 0.4304 | 0.39808 | 0.057651 | 0.048028 | 0.26032 | 0.0017492 | -0.056974 | 0.24704 | -0.30952 | -0.42888 | -0.53687 | -0.19639 | -0.54981 | -0.17198 | -0.27275 | 0.84579 | 0.65122 | 0.45348 | 0.69215 | 0.49452 | 0.050764
TSO | - | 19 | 20 | 2020 | Summer | Q, [%] | 0 | 0 | 5.78% | 7.305% | 6.293% | 4.304% | 3.981% | 0.5765% | 0.4803% | 2.603% | 0.01749% | 0.5697% | 2.47% | 3.095% | 4.289% | 5.369% | 1.964% | 5.498% | 1.72% | 2.727% | 8.458% | 6.512% | 4.535% | 6.921% | 4.945% | 0.5076%
TSO | - | 19 | 20 | 2020 | Summer | Q, [MVAr] | 0 | 0 | -0.57545 | -0.72439 | -0.62588 | -0.42613 | -0.39434 | -0.056956 | -0.046459 | -0.25816 | 0.0034842 | 0.095666 | -0.19212 | 0.32905 | 0.44873 | 0.58206 | 0.20749 | 0.56028 | 0.205 | 0.30486 | -0.83771 | -0.64263 | -0.44477 | -0.68223 | -0.46051 | -0.035064
TSO | - | 19 | 20 | 2020 | Summer | Q, [%] | 0 | 0 | 5.755% | 7.244% | 6.259% | 4.261% | 3.943% | 0.5696% | 0.4646% | 2.582% | 0.03484% | 0.9567% | 1.921% | 3.291% | 4.487% | 5.821% | 2.075% | 5.603% | 2.05% | 3.049% | 8.377% | 6.426% | 4.448% | 6.822% | 4.605% | 0.3506%
TSO | - | 19 | 20 | 2020 | Summer | S, [MVA] | 0 | 0 | 0.77185 | 1.212 | 0.9069 | 1.023 | 0.95526 | 0.4128 | 0.60531 | 0.69535 | 1.0815 | 2.9768 | 3.5538 | 2.0952 | 2.1143 | 3.1844 | 1.583 | 1.5317 | 2.742 | 2.7064 | 1.3611 | 1.4027 | 1.407 | 1.5105 | 2.8205 | 1.9284
TSO | - | 19 | 20 | 2020 | Summer | S, [%] | 0 | 0 | 7.718% | 12.12% | 9.069% | 10.23% | 9.553% | 4.128% | 6.053% | 6.953% | 10.81% | 29.77% | 35.54% | 20.95% | 21.14% | 31.84% | 15.83% | 15.32% | 27.42% | 27.06% | 13.61% | 14.03% | 14.07% | 15.11% | 28.2% | 19.28%
TSO | - | 19 | 20 | 2020 | Summer | S, [MVA] | 0 | 0 | 0.76888 | 1.2051 | 0.90296 | 1.0187 | 0.95149 | 0.41315 | 0.60621 | 0.69324 | 1.0781 | 2.9525 | 3.5147 | 2.0856 | 2.1058 | 3.1633 | 1.5772 | 1.5291 | 2.7228 | 2.689 | 1.352 | 1.3937 | 1.3988 | 1.5003 | 2.7928 | 1.9178
TSO | - | 19 | 20 | 2020 | Summer | S, [%] | 0 | 0 | 7.689% | 12.05% | 9.03% | 10.19% | 9.515% | 4.132% | 6.062% | 6.932% | 10.78% | 29.53% | 35.15% | 20.86% | 21.06% | 31.63% | 15.77% | 15.29% | 27.23% | 26.89% | 13.52% | 13.94% | 13.99% | 15% | 27.93% | 19.18%
TSO | - | 21 | 20 | 2020 | Summer | P, [MW] | 0 | 0 | 0.9492 | 0.39984 | 0.65953 | 0.36911 | 0.4653 | 1.6793 | 2.1125 | 1.1339 | 0.78469 | -1.0966 | -1.5074 | 0.22203 | -0.548 | -1.0569 | 0.40901 | 0.50081 | -0.72826 | -0.79021 | 0.68441 | 0.58484 | 0.51247 | 0.59004 | -1.2226 | -0.51807
TSO | - | 21 | 20 | 2020 | Summer | P, [%] | 0 | 0 | 9.492% | 3.998% | 6.595% | 3.691% | 4.653% | 16.79% | 21.13% | 11.34% | 7.847% | 10.97% | 15.07% | 2.22% | 5.48% | 10.57% | 4.09% | 5.008% | 7.283% | 7.902% | 6.844% | 5.848% | 5.125% | 5.9% | 12.23% | 5.181%
TSO | - | 21 | 20 | 2020 | Summer | P, [MW] | 0 | 0 | -0.9492 | -0.39984 | -0.65953 | -0.36911 | -0.4653 | -1.6793 | -2.1125 | -1.1339 | -0.78469 | 1.0966 | 1.5074 | -0.22203 | 0.548 | 1.0569 | -0.40901 | -0.50081 | 0.72826 | 0.79021 | -0.68441 | -0.58484 | -0.51247 | -0.59004 | 1.2226 | 0.51807
TSO | - | 21 | 20 | 2020 | Summer | P, [%] | 0 | 0 | 9.492% | 3.998% | 6.595% | 3.691% | 4.653% | 16.79% | 21.13% | 11.34% | 7.847% | 10.97% | 15.07% | 2.22% | 5.48% | 10.57% | 4.09% | 5.008% | 7.283% | 7.902% | 6.844% | 5.848% | 5.125% | 5.9% | 12.23% | 5.181%
TSO | - | 21 | 20 | 2020 | Summer | Q, [MVAr] | 0 | 0 | -0.85695 | -1.183 | -1.0843 | -0.94781 | -0.7997 | -0.79618 | -0.48089 | -0.012535 | 0.77791 | 0.8162 | 0.1791 | 1.3436 | 1.2276 | 1.6113 | 1.1605 | 0.92191 | 0.86207 | 0.72567 | -0.53756 | -0.28631 | -0.089673 | -0.501 | -0.62216 | -0.7347
TSO | - | 21 | 20 | 2020 | Summer | Q, [%] | 0 | 0 | 8.569% | 11.83% | 10.84% | 9.478% | 7.997% | 7.962% | 4.809% | 0.1254% | 7.779% | 8.162% | 1.791% | 13.44% | 12.28% | 16.11% | 11.61% | 9.219% | 8.621% | 7.257% | 5.376% | 2.863% | 0.8967% | 5.01% | 6.222% | 7.347%
TSO | - | 21 | 20 | 2020 | Summer | Q, [MVAr] | 0 | 0 | 0.86957 | 1.195 | 1.0965 | 0.95554 | 0.8061 | 0.82166 | 0.51705 | 0.022866 | -0.76819 | -0.80155 | -0.16082 | -1.3291 | -1.2134 | -1.5821 | -1.1487 | -0.91322 | -0.85205 | -0.71662 | 0.5436 | 0.28969 | 0.091831 | 0.50576 | 0.63698 | 0.74095
TSO | - | 21 | 20 | 2020 | Summer | Q, [%] | 0 | 0 | 8.696% | 11.95% | 10.96% | 9.555% | 8.061% | 8.217% | 5.17% | 0.2287% | 7.682% | 8.015% | 1.608% | 13.29% | 12.13% | 15.82% | 11.49% | 9.132% | 8.521% | 7.166% | 5.436% | 2.897% | 0.9183% | 5.058% | 6.37% | 7.409%
TSO | - | 21 | 20 | 2020 | Summer | S, [MVA] | 0 | 0 | 1.2788 | 1.2487 | 1.2691 | 1.0172 | 0.92521 | 1.8585 | 2.1666 | 1.134 | 1.1049 | 1.367 | 1.518 | 1.3619 | 1.3444 | 1.927 | 1.2305 | 1.0492 | 1.1285 | 1.0729 | 0.87028 | 0.65116 | 0.52026 | 0.77405 | 1.3718 | 0.89899
TSO | - | 21 | 20 | 2020 | Summer | S, [%] | 0 | 0 | 12.79% | 12.49% | 12.69% | 10.17% | 9.252% | 18.58% | 21.67% | 11.34% | 11.05% | 13.67% | 15.18% | 13.62% | 13.44% | 19.27% | 12.31% | 10.49% | 11.29% | 10.73% | 8.703% | 6.512% | 5.203% | 7.741% | 13.72% | 8.99%
TSO | - | 21 | 20 | 2020 | Summer | S, [MVA] | 0 | 0 | 1.2873 | 1.2601 | 1.2795 | 1.0244 | 0.93075 | 1.8696 | 2.1749 | 1.1341 | 1.0981 | 1.3583 | 1.5159 | 1.3475 | 1.3314 | 1.9026 | 1.2193 | 1.0415 | 1.1209 | 1.0668 | 0.87402 | 0.65265 | 0.52064 | 0.77714 | 1.3786 | 0.9041
TSO | - | 21 | 20 | 2020 | Summer | S, [%] | 0 | 0 | 12.87% | 12.6% | 12.8% | 10.24% | 9.308% | 18.7% | 21.75% | 11.34% | 10.98% | 13.58% | 15.16% | 13.47% | 13.31% | 19.03% | 12.19% | 10.42% | 11.21% | 10.67% | 8.74% | 6.527% | 5.206% | 7.771% | 13.79% | 9.041%
TSO | - | 21 | 22 | 2020 | Summer | P, [MW] | 0 | 0 | -0.9492 | -0.39984 | -0.65953 | -0.36911 | -0.4653 | -1.6793 | -2.1125 | -1.1339 | -0.78469 | 1.0966 | 1.5074 | -0.22203 | 0.548 | 1.0569 | -0.40901 | -0.50081 | 0.72826 | 0.79021 | -0.68441 | -0.58484 | -0.51247 | -0.59004 | 1.2226 | 0.51807
TSO | - | 21 | 22 | 2020 | Summer | P, [%] | 0 | 0 | 18.98% | 7.997% | 13.19% | 7.382% | 9.306% | 33.59% | 42.25% | 22.68% | 15.69% | 21.93% | 30.15% | 4.441% | 10.96% | 21.14% | 8.18% | 10.02% | 14.57% | 15.8% | 13.69% | 11.7% | 10.25% | 11.8% | 24.45% | 10.36%
TSO | - | 21 | 22 | 2020 | Summer | P, [MW] | 0 | 0 | 0.95039 | 0.40098 | 0.66069 | 0.36984 | 0.46591 | 1.6817 | 2.1159 | 1.1349 | 0.78561 | -1.0952 | -1.5057 | 0.22341 | -0.54665 | -1.0541 | 0.41014 | 0.50163 | -0.72731 | -0.78935 | 0.68498 | 0.58516 | 0.51268 | 0.59049 | -1.2212 | -0.51748
TSO | - | 21 | 22 | 2020 | Summer | P, [%] | 0 | 0 | 19.01% | 8.02% | 13.21% | 7.397% | 9.318% | 33.63% | 42.32% | 22.7% | 15.71% | 21.9% | 30.11% | 4.468% | 10.93% | 21.08% | 8.203% | 10.03% | 14.55% | 15.79% | 13.7% | 11.7% | 10.25% | 11.81% | 24.42% | 10.35%
TSO | - | 21 | 22 | 2020 | Summer | Q, [MVAr] | 0 | 0 | 0.85695 | 1.183 | 1.0843 | 0.94781 | 0.7997 | 0.79618 | 0.48089 | 0.012535 | -0.77791 | -0.8162 | -0.1791 | -1.3436 | -1.2276 | -1.6113 | -1.1605 | -0.92191 | -0.86207 | -0.72567 | 0.53756 | 0.28631 | 0.089673 | 0.501 | 0.62216 | 0.7347
TSO | - | 21 | 22 | 2020 | Summer | Q, [%] | 0 | 0 | 17.14% | 23.66% | 21.69% | 18.96% | 15.99% | 15.92% | 9.618% | 0.2507% | 15.56% | 16.32% | 3.582% | 26.87% | 24.55% | 32.23% | 23.21% | 18.44% | 17.24% | 14.51% | 10.75% | 5.726% | 1.793% | 10.02% | 12.44% | 14.69%
TSO | - | 21 | 22 | 2020 | Summer | Q, [MVAr] | 0 | 0 | -0.85504 | -1.1812 | -1.0824 | -0.94665 | -0.79873 | -0.79235 | -0.47545 | -0.010979 | 0.77937 | 0.81841 | 0.18185 | 1.3458 | 1.2298 | 1.6157 | 1.1623 | 0.92322 | 0.86358 | 0.72703 | -0.53665 | -0.28581 | -0.089348 | -0.50029 | -0.61992 | -0.73376
TSO | - | 21 | 22 | 2020 | Summer | Q, [%] | 0 | 0 | 17.1% | 23.62% | 21.65% | 18.93% | 15.97% | 15.85% | 9.509% | 0.2196% | 15.59% | 16.37% | 3.637% | 26.92% | 24.6% | 32.31% | 23.25% | 18.46% | 17.27% | 14.54% | 10.73% | 5.716% | 1.787% | 10.01% | 12.4% | 14.68%
TSO | - | 21 | 22 | 2020 | Summer | S, [MVA] | 0 | 0 | 1.2788 | 1.2487 | 1.2691 | 1.0172 | 0.92521 | 1.8585 | 2.1666 | 1.134 | 1.1049 | 1.367 | 1.518 | 1.3619 | 1.3444 | 1.927 | 1.2305 | 1.0492 | 1.1285 | 1.0729 | 0.87028 | 0.65116 | 0.52026 | 0.77405 | 1.3718 | 0.89899
TSO | - | 21 | 22 | 2020 | Summer | S, [%] | 0 | 0 | 25.58% | 24.97% | 25.38% | 20.34% | 18.5% | 37.17% | 43.33% | 22.68% | 22.1% | 27.34% | 30.36% | 27.24% | 26.89% | 38.54% | 24.61% | 20.98% | 22.57% | 21.46% | 17.41% | 13.02% | 10.41% | 15.48% | 27.44% | 17.98%
TSO | - | 21 | 22 | 2020 | Summer | S, [MVA] | 0 | 0 | 1.2784 | 1.2474 | 1.2681 | 1.0163 | 0.92468 | 1.859 | 2.1687 | 1.1349 | 1.1066 | 1.3672 | 1.5166 | 1.3643 | 1.3458 | 1.9292 | 1.2326 | 1.0507 | 1.129 | 1.0732 | 0.87017 | 0.65123 | 0.52041 | 0.77393 | 1.3696 | 0.89788
TSO | - | 21 | 22 | 2020 | Summer | S, [%] | 0 | 0 | 25.57% | 24.95% | 25.36% | 20.33% | 18.49% | 37.18% | 43.37% | 22.7% | 22.13% | 27.34% | 30.33% | 27.29% | 26.92% | 38.58% | 24.65% | 21.01% | 22.58% | 21.46% | 17.4% | 13.02% | 10.41% | 15.48% | 27.39% | 17.96%
TSO | - | 22 | 23 | 2020 | Summer | P, [MW] | 0 | 0 | 1.0099 | 1.3591 | 1.3099 | 0.47581 | 0.45946 | -0.087431 | 1.0368 | -2.9778 | -1.5502 | 1.5989 | -0.50982 | 1.3436 | 2.898 | 4.057 | 5.4577 | 4.627 | 3.9738 | 3.9219 | 2.6155 | 1.3166 | 2.6616 | 4.2877 | 3.97 | 5.4542
TSO | - | 22 | 23 | 2020 | Summer | P, [%] | 0 | 0 | 10.1% | 13.59% | 13.1% | 4.758% | 4.595% | 0.8743% | 10.37% | 29.78% | 15.5% | 15.99% | 5.098% | 13.44% | 28.98% | 40.57% | 54.58% | 46.27% | 39.74% | 39.22% | 26.15% | 13.17% | 26.62% | 42.88% | 39.7% | 54.54%
TSO | - | 22 | 23 | 2020 | Summer | P, [MW] | 0 | 0 | -1.0092 | -1.3574 | -1.3091 | -0.47552 | -0.45916 | 0.087647 | -1.0361 | 2.9795 | 1.5524 | -1.5943 | 0.51231 | -1.3404 | -2.8945 | -4.0532 | -5.4522 | -4.6228 | -3.9704 | -3.9186 | -2.6146 | -1.316 | -2.6604 | -4.2856 | -3.968 | -5.4505
TSO | - | 22 | 23 | 2020 | Summer | P, [%] | 0 | 0 | 10.09% | 13.57% | 13.09% | 4.755% | 4.592% | 0.8765% | 10.36% | 29.79% | 15.52% | 15.94% | 5.123% | 13.4% | 28.95% | 40.53% | 54.52% | 46.23% | 39.7% | 39.19% | 26.15% | 13.16% | 26.6% | 42.86% | 39.68% | 54.51%
TSO | - | 22 | 23 | 2020 | Summer | Q, [MVAr] | 0 | 0 | 2.4867 | 3.9782 | 2.6064 | 1.6787 | 1.7282 | 1.5146 | 2.4503 | 2.7009 | 4.3647 | 6.5955 | 4.9347 | 5.4498 | 5.1744 | 4.6571 | 5.0292 | 4.4891 | 4.295 | 4.2222 | 1.5534 | 2.166 | 2.0528 | 1.5425 | 2.197 | 2.7801
TSO | - | 22 | 23 | 2020 | Summer | Q, [%] | 0 | 0 | 24.87% | 39.78% | 26.06% | 16.79% | 17.28% | 15.15% | 24.5% | 27.01% | 43.65% | 65.95% | 49.35% | 54.5% | 51.74% | 46.57% | 50.29% | 44.89% | 42.95% | 42.22% | 15.53% | 21.66% | 20.53% | 15.43% | 21.97% | 27.8%
TSO | - | 22 | 23 | 2020 | Summer | Q, [MVAr] | 0 | 0 | -2.4856 | -3.9755 | -2.6051 | -1.6783 | -1.7277 | -1.5142 | -2.4492 | -2.6984 | -4.3614 | -6.5884 | -4.9309 | -5.445 | -5.169 | -4.6512 | -5.0208 | -4.4827 | -4.2897 | -4.2171 | -1.5519 | -2.165 | -2.0511 | -1.5393 | -2.1938 | -2.7744
TSO | - | 22 | 23 | 2020 | Summer | Q, [%] | 0 | 0 | 24.86% | 39.76% | 26.05% | 16.78% | 17.28% | 15.14% | 24.49% | 26.98% | 43.61% | 65.88% | 49.31% | 54.45% | 51.69% | 46.51% | 50.21% | 44.83% | 42.9% | 42.17% | 15.52% | 21.65% | 20.51% | 15.39% | 21.94% | 27.74%
TSO | - | 22 | 23 | 2020 | Summer | S, [MVA] | 0 | 0 | 2.6839 | 4.204 | 2.917 | 1.7449 | 1.7882 | 1.5171 | 2.6606 | 4.0202 | 4.6319 | 6.7865 | 4.961 | 5.613 | 5.9307 | 6.1764 | 7.4215 | 6.4468 | 5.8513 | 5.7626 | 3.042 | 2.5348 | 3.3613 | 4.5567 | 4.5374 | 6.1219
TSO | - | 22 | 23 | 2020 | Summer | S, [%] | 0 | 0 | 26.84% | 42.04% | 29.17% | 17.45% | 17.88% | 15.17% | 26.61% | 40.2% | 46.32% | 67.87% | 49.61% | 56.13% | 59.31% | 61.76% | 74.22% | 64.47% | 58.51% | 57.63% | 30.42% | 25.35% | 33.61% | 45.57% | 45.37% | 61.22%
TSO | - | 22 | 23 | 2020 | Summer | S, [MVA] | 0 | 0 | 2.6827 | 4.2009 | 2.9156 | 1.7444 | 1.7877 | 1.5168 | 2.6594 | 4.0198 | 4.6294 | 6.7786 | 4.9574 | 5.6075 | 5.9243 | 6.1695 | 7.4118 | 6.4393 | 5.8451 | 5.7566 | 3.0405 | 2.5336 | 3.3593 | 4.5536 | 4.534 | 6.116
TSO | - | 22 | 23 | 2020 | Summer | S, [%] | 0 | 0 | 26.83% | 42.01% | 29.16% | 17.44% | 17.88% | 15.17% | 26.59% | 40.2% | 46.29% | 67.79% | 49.57% | 56.08% | 59.24% | 61.69% | 74.12% | 64.39% | 58.45% | 57.57% | 30.4% | 25.34% | 33.59% | 45.54% | 45.34% | 61.16%
TSO | - | 23 | 24 | 2020 | Summer | P, [MW] | 0 | 0 | 1.3267 | 3.0864 | 3.3018 | 2.6418 | 1.7464 | 2.2556 | 1.7945 | -1.9545 | -0.26382 | 1.0301 | -1.429 | -0.19212 | -0.99566 | -2.1815 | -0.51961 | -0.95021 | -1.267 | -1.1468 | 0.18928 | -1.639 | -2.0601 | -1.3192 | -1.6851 | -0.75401
TSO | - | 23 | 24 | 2020 | Summer | P, [%] | 0 | 0 | 13.27% | 30.86% | 33.02% | 26.42% | 17.46% | 22.56% | 17.94% | 19.54% | 2.638% | 10.3% | 14.29% | 1.921% | 9.957% | 21.82% | 5.196% | 9.502% | 12.67% | 11.47% | 1.893% | 16.39% | 20.6% | 13.19% | 16.85% | 7.54%
TSO | - | 23 | 24 | 2020 | Summer | P, [MW] | 0 | 0 | -1.3007 | -3.0224 | -3.2551 | -2.6069 | -1.716 | -2.2216 | -1.7582 | 1.9778 | 0.29456 | -0.97615 | 1.4597 | 0.23371 | 1.0403 | 2.2378 | 0.57157 | 1.002 | 1.3163 | 1.1976 | -0.18254 | 1.6566 | 2.0848 | 1.3362 | 1.711 | 0.7896
TSO | - | 23 | 24 | 2020 | Summer | P, [%] | 0 | 0 | 13.01% | 30.22% | 32.55% | 26.07% | 17.16% | 22.22% | 17.58% | 19.78% | 2.946% | 9.761% | 14.6% | 2.337% | 10.4% | 22.38% | 5.716% | 10.02% | 13.16% | 11.98% | 1.825% | 16.57% | 20.85% | 13.36% | 17.11% | 7.896%
TSO | - | 23 | 24 | 2020 | Summer | Q, [MVAr] | 0 | 0 | 3.3183 | 4.9893 | 3.8 | 3.4162 | 3.5561 | 3.6142 | 3.9156 | 2.7165 | 3.8364 | 5.1583 | 3.5912 | 4.5579 | 4.644 | 4.9409 | 5.1294 | 5.0439 | 4.8509 | 4.9593 | 1.57 | 2.3641 | 2.7933 | 2.4626 | 3.117 | 4.1502
TSO | - | 23 | 24 | 2020 | Summer | Q, [%] | 0 | 0 | 33.18% | 49.89% | 38% | 34.16% | 35.56% | 36.14% | 39.16% | 27.16% | 38.36% | 51.58% | 35.91% | 45.58% | 46.44% | 49.41% | 51.29% | 50.44% | 48.51% | 49.59% | 15.7% | 23.64% | 27.93% | 24.63% | 31.17% | 41.5%
TSO | - | 23 | 24 | 2020 | Summer | Q, [MVAr] | 0 | 0 | -4.1121 | -5.7212 | -4.5744 | -4.2223 | -4.3688 | -4.4347 | -4.6959 | -3.49 | -4.6017 | -5.892 | -4.3569 | -5.3139 | -5.3961 | -5.6738 | -5.8708 | -5.7804 | -5.5943 | -5.7001 | -2.3722 | -3.1532 | -3.5688 | -3.2518 | -3.8961 | -4.9274
TSO | - | 23 | 24 | 2020 | Summer | Q, [%] | 0 | 0 | 41.12% | 57.21% | 45.74% | 42.22% | 43.69% | 44.35% | 46.96% | 34.9% | 46.02% | 58.92% | 43.57% | 53.14% | 53.96% | 56.74% | 58.71% | 57.8% | 55.94% | 57% | 23.72% | 31.53% | 35.69% | 32.52% | 38.96% | 49.27%
TSO | - | 23 | 24 | 2020 | Summer | S, [MVA] | 0 | 0 | 3.5737 | 5.8668 | 5.034 | 4.3185 | 3.9618 | 4.2603 | 4.3072 | 3.3465 | 3.8455 | 5.2601 | 3.8651 | 4.5619 | 4.7495 | 5.401 | 5.1556 | 5.1326 | 5.0136 | 5.0902 | 1.5814 | 2.8767 | 3.4708 | 2.7937 | 3.5434 | 4.2182
TSO | - | 23 | 24 | 2020 | Summer | S, [%] | 0 | 0 | 35.74% | 58.67% | 50.34% | 43.19% | 39.62% | 42.6% | 43.07% | 33.47% | 38.45% | 52.6% | 38.65% | 45.62% | 47.5% | 54.01% | 51.56% | 51.33% | 50.14% | 50.9% | 15.81% | 28.77% | 34.71% | 27.94% | 35.43% | 42.18%
TSO | - | 23 | 24 | 2020 | Summer | S, [MVA] | 0 | 0 | 4.3129 | 6.4705 | 5.6144 | 4.9623 | 4.6937 | 4.9601 | 5.0143 | 4.0114 | 4.6111 | 5.9723 | 4.5949 | 5.319 | 5.4955 | 6.0992 | 5.8986 | 5.8666 | 5.747 | 5.8245 | 2.3792 | 3.5618 | 4.1331 | 3.5157 | 4.2552 | 4.9902
TSO | - | 23 | 24 | 2020 | Summer | S, [%] | 0 | 0 | 43.13% | 64.7% | 56.14% | 49.62% | 46.94% | 49.6% | 50.14% | 40.11% | 46.11% | 59.72% | 45.95% | 53.19% | 54.96% | 60.99% | 58.99% | 58.67% | 57.47% | 58.25% | 23.79% | 35.62% | 41.33% | 35.16% | 42.55% | 49.9%
TSO | - | 24 | 25 | 2020 | Summer | P, [MW] | 0 | 0 | 4.0631 | 9.0032 | 7.0116 | 4.441 | 4.3128 | 3.8143 | 3.1266 | 2.7081 | 2.7808 | 4.8017 | 2.4042 | 2.3249 | 1.9852 | 1.8706 | 3.1093 | 2.4648 | 2.8121 | 2.8695 | 3.9456 | 3.4592 | 3.2375 | 2.6885 | 3.0951 | 2.4514
TSO | - | 24 | 25 | 2020 | Summer | P, [%] | 0 | 0 | 20.32% | 45.02% | 35.06% | 22.21% | 21.56% | 19.07% | 15.63% | 13.54% | 13.9% | 24.01% | 12.02% | 11.62% | 9.926% | 9.353% | 15.55% | 12.32% | 14.06% | 14.35% | 19.73% | 17.3% | 16.19% | 13.44% | 15.48% | 12.26%
TSO | - | 24 | 25 | 2020 | Summer | P, [MW] | 0 | 0 | -4.0631 | -9.0032 | -7.0116 | -4.441 | -4.3128 | -3.8143 | -3.1266 | -2.7081 | -2.7808 | -4.8017 | -2.4042 | -2.3249 | -1.9852 | -1.8706 | -3.1093 | -2.4648 | -2.8121 | -2.8695 | -3.9456 | -3.4592 | -3.2375 | -2.6885 | -3.0951 | -2.4514
TSO | - | 24 | 25 | 2020 | Summer | P, [%] | 0 | 0 | 20.32% | 45.02% | 35.06% | 22.21% | 21.56% | 19.07% | 15.63% | 13.54% | 13.9% | 24.01% | 12.02% | 11.62% | 9.926% | 9.353% | 15.55% | 12.32% | 14.06% | 14.35% | 19.73% | 17.3% | 16.19% | 13.44% | 15.48% | 12.26%
TSO | - | 24 | 25 | 2020 | Summer | Q, [MVAr] | 0 | 0 | 1.9759 | 4.4726 | 2.9069 | 1.5465 | 1.5783 | 1.411 | 1.808 | 2.5153 | 2.5058 | 4.2521 | 2.7066 | 3.1456 | 2.9282 | 3.2021 | 4.156 | 2.8596 | 2.9711 | 2.8836 | 2.6031 | 2.8116 | 2.7188 | 2.844 | 2.3426 | 2.2031
TSO | - | 24 | 25 | 2020 | Summer | Q, [%] | 0 | 0 | 9.879% | 22.36% | 14.53% | 7.733% | 7.892% | 7.055% | 9.04% | 12.58% | 12.53% | 21.26% | 13.53% | 15.73% | 14.64% | 16.01% | 20.78% | 14.3% | 14.86% | 14.42% | 13.02% | 14.06% | 13.59% | 14.22% | 11.71% | 11.02%
TSO | - | 24 | 25 | 2020 | Summer | Q, [MVAr] | 0 | 0 | -1.8505 | -3.8445 | -2.5566 | -1.4145 | -1.4525 | -1.3137 | -1.7279 | -2.4294 | -2.4176 | -3.9929 | -2.6243 | -3.0499 | -2.8502 | -3.1163 | -3.9877 | -2.7701 | -2.8664 | -2.7801 | -2.4631 | -2.6878 | -2.607 | -2.7484 | -2.2488 | -2.1363
TSO | - | 24 | 25 | 2020 | Summer | Q, [%] | 0 | 0 | 9.252% | 19.22% | 12.78% | 7.073% | 7.262% | 6.569% | 8.639% | 12.15% | 12.09% | 19.96% | 13.12% | 15.25% | 14.25% | 15.58% | 19.94% | 13.85% | 14.33% | 13.9% | 12.32% | 13.44% | 13.04% | 13.74% | 11.24% | 10.68%
TSO | - | 24 | 25 | 2020 | Summer | S, [MVA] | 0 | 0 | 4.518 | 10.0529 | 7.5903 | 4.7026 | 4.5925 | 4.0669 | 3.6117 | 3.696 | 3.7433 | 6.4137 | 3.6202 | 3.9115 | 3.5377 | 3.7085 | 5.1903 | 3.7753 | 4.0908 | 4.0681 | 4.7269 | 4.4578 | 4.2277 | 3.9136 | 3.8817 | 3.2959
TSO | - | 24 | 25 | 2020 | Summer | S, [%] | 0 | 0 | 22.59% | 50.26% | 37.95% | 23.51% | 22.96% | 20.33% | 18.06% | 18.48% | 18.72% | 32.07% | 18.1% | 19.56% | 17.69% | 18.54% | 25.95% | 18.88% | 20.45% | 20.34% | 23.63% | 22.29% | 21.14% | 19.57% | 19.41% | 16.48%
TSO | - | 24 | 25 | 2020 | Summer | S, [MVA] | 0 | 0 | 4.4646 | 9.7897 | 7.4632 | 4.6608 | 4.5508 | 4.0342 | 3.5723 | 3.6381 | 3.6848 | 6.2449 | 3.5591 | 3.835 | 3.4734 | 3.6346 | 5.0566 | 3.7079 | 4.0155 | 3.9953 | 4.6513 | 4.3807 | 4.1567 | 3.8447 | 3.8259 | 3.2516
TSO | - | 24 | 25 | 2020 | Summer | S, [%] | 0 | 0 | 22.32% | 48.95% | 37.32% | 23.3% | 22.75% | 20.17% | 17.86% | 18.19% | 18.42% | 31.22% | 17.8% | 19.17% | 17.37% | 18.17% | 25.28% | 18.54% | 20.08% | 19.98% | 23.26% | 21.9% | 20.78% | 19.22% | 19.13% | 16.26%
TSO | - | 24 | 26 | 2020 | Summer | P, [MW] | 0 | 0 | -2.7624 | -5.9808 | -3.7565 | -1.8341 | -2.5968 | -1.5926 | -1.3684 | -4.6859 | -3.0753 | -3.8255 | -3.8639 | -2.5586 | -3.0255 | -4.1085 | -3.6808 | -3.4668 | -4.1284 | -4.067 | -3.763 | -5.1159 | -5.3224 | -4.0247 | -4.8061 | -3.241
TSO | - | 24 | 26 | 2020 | Summer | P, [%] | 0 | 0 | 27.62% | 59.81% | 37.57% | 18.34% | 25.97% | 15.93% | 13.68% | 46.86% | 30.75% | 38.26% | 38.64% | 25.59% | 30.26% | 41.08% | 36.81% | 34.67% | 41.28% | 40.67% | 37.63% | 51.16% | 53.22% | 40.25% | 48.06% | 32.41%
TSO | - | 24 | 26 | 2020 | Summer | P, [MW] | 0 | 0 | 2.7624 | 5.9808 | 3.7565 | 1.8341 | 2.5968 | 1.5926 | 1.3684 | 4.6859 | 3.0753 | 3.8255 | 3.8639 | 2.5586 | 3.0255 | 4.1085 | 3.6808 | 3.4668 | 4.1284 | 4.067 | 3.763 | 5.1159 | 5.3224 | 4.0247 | 4.8061 | 3.241
TSO | - | 24 | 26 | 2020 | Summer | P, [%] | 0 | 0 | 27.62% | 59.81% | 37.57% | 18.34% | 25.97% | 15.93% | 13.68% | 46.86% | 30.75% | 38.26% | 38.64% | 25.59% | 30.26% | 41.08% | 36.81% | 34.67% | 41.28% | 40.67% | 37.63% | 51.16% | 53.22% | 40.25% | 48.06% | 32.41%
TSO | - | 24 | 26 | 2020 | Summer | Q, [MVAr] | 0 | 0 | 2.1362 | 1.2486 | 1.6676 | 2.6758 | 2.7904 | 3.0237 | 2.8879 | 0.97467 | 2.0958 | 1.6399 | 1.6504 | 2.1683 | 2.4679 | 2.4717 | 1.7149 | 2.9208 | 2.6232 | 2.8164 | -0.23091 | 0.34151 | 0.84999 | 0.40786 | 1.5535 | 2.7243
TSO | - | 24 | 26 | 2020 | Summer | Q, [%] | 0 | 0 | 21.36% | 12.49% | 16.68% | 26.76% | 27.9% | 30.24% | 28.88% | 9.747% | 20.96% | 16.4% | 16.5% | 21.68% | 24.68% | 24.72% | 17.15% | 29.21% | 26.23% | 28.16% | 2.309% | 3.415% | 8.5% | 4.079% | 15.54% | 27.24%
TSO | - | 24 | 26 | 2020 | Summer | Q, [MVAr] | 0 | 0 | -2.1304 | -1.2304 | -1.6595 | -2.6708 | -2.7836 | -3.0183 | -2.883 | -0.96337 | -2.089 | -1.6314 | -1.6417 | -2.1628 | -2.4605 | -2.4604 | -1.7068 | -2.9107 | -2.6115 | -2.8044 | 0.2379 | -0.32865 | -0.83574 | -0.39984 | -1.5411 | -2.7156
TSO | - | 24 | 26 | 2020 | Summer | Q, [%] | 0 | 0 | 21.3% | 12.3% | 16.6% | 26.71% | 27.84% | 30.18% | 28.83% | 9.634% | 20.89% | 16.31% | 16.42% | 21.63% | 24.6% | 24.6% | 17.07% | 29.11% | 26.11% | 28.04% | 2.379% | 3.287% | 8.357% | 3.998% | 15.41% | 27.16%
TSO | - | 24 | 26 | 2020 | Summer | S, [MVA] | 0 | 0 | 3.492 | 6.1097 | 4.11 | 3.244 | 3.8118 | 3.4175 | 3.1957 | 4.7862 | 3.7216 | 4.1622 | 4.2016 | 3.3538 | 3.9044 | 4.7946 | 4.0607 | 4.5332 | 4.8913 | 4.947 | 3.7701 | 5.1272 | 5.3898 | 4.0453 | 5.051 | 4.2339
TSO | - | 24 | 26 | 2020 | Summer | S, [%] | 0 | 0 | 34.92% | 61.1% | 41.1% | 32.44% | 38.12% | 34.17% | 31.96% | 47.86% | 37.22% | 41.62% | 42.02% | 33.54% | 39.04% | 47.95% | 40.61% | 45.33% | 48.91% | 49.47% | 37.7% | 51.27% | 53.9% | 40.45% | 50.51% | 42.34%
TSO | - | 24 | 26 | 2020 | Summer | S, [MVA] | 0 | 0 | 3.4884 | 6.106 | 4.1068 | 3.24 | 3.8069 | 3.4127 | 3.1913 | 4.7839 | 3.7177 | 4.1588 | 4.1982 | 3.3503 | 3.8997 | 4.7888 | 4.0573 | 4.5267 | 4.885 | 4.9402 | 3.7705 | 5.1264 | 5.3876 | 4.0445 | 5.0472 | 4.2283
TSO | - | 24 | 26 | 2020 | Summer | S, [%] | 0 | 0 | 34.88% | 61.06% | 41.07% | 32.4% | 38.07% | 34.13% | 31.91% | 47.84% | 37.18% | 41.59% | 41.98% | 33.5% | 39% | 47.89% | 40.57% | 45.27% | 48.85% | 49.4% | 37.71% | 51.26% | 53.88% | 40.45% | 50.47% | 42.28%
TSO | - | 26 | 27 | 2020 | Summer | P, [MW] | 0 | 0 | -2.7624 | -5.9808 | -3.7565 | -1.8341 | -2.5968 | -1.5926 | -1.3684 | -4.6859 | -3.0753 | -3.8255 | -3.8639 | -2.5586 | -3.0255 | -4.1085 | -3.6808 | -3.4668 | -4.1284 | -4.067 | -3.763 | -5.1159 | -5.3224 | -4.0247 | -4.8061 | -3.241
TSO | - | 26 | 27 | 2020 | Summer | P, [%] | 0 | 0 | 27.62% | 59.81% | 37.57% | 18.34% | 25.97% | 15.93% | 13.68% | 46.86% | 30.75% | 38.26% | 38.64% | 25.59% | 30.26% | 41.08% | 36.81% | 34.67% | 41.28% | 40.67% | 37.63% | 51.16% | 53.22% | 40.25% | 48.06% | 32.41%
TSO | - | 26 | 27 | 2020 | Summer | P, [MW] | 0 | 0 | 2.7829 | 6.0443 | 3.7846 | 1.8513 | 2.6206 | 1.6114 | 1.3856 | 4.7253 | 3.0992 | 3.8554 | 3.8943 | 2.5779 | 3.0515 | 4.1477 | 3.709 | 3.5021 | 4.1693 | 4.109 | 3.7874 | 5.1607 | 5.3721 | 4.0527 | 4.8496 | 3.2712
TSO | - | 26 | 27 | 2020 | Summer | P, [%] | 0 | 0 | 27.83% | 60.44% | 37.85% | 18.51% | 26.21% | 16.11% | 13.86% | 47.25% | 30.99% | 38.55% | 38.94% | 25.78% | 30.52% | 41.48% | 37.09% | 35.02% | 41.69% | 41.09% | 37.87% | 51.61% | 53.72% | 40.53% | 48.5% | 32.71%
TSO | - | 26 | 27 | 2020 | Summer | Q, [MVAr] | 0 | 0 | 2.1304 | 1.2304 | 1.6595 | 2.6708 | 2.7836 | 3.0183 | 2.883 | 0.96337 | 2.089 | 1.6314 | 1.6417 | 2.1628 | 2.4605 | 2.4604 | 1.7068 | 2.9107 | 2.6115 | 2.8044 | -0.2379 | 0.32865 | 0.83574 | 0.39984 | 1.5411 | 2.7156
TSO | - | 26 | 27 | 2020 | Summer | Q, [%] | 0 | 0 | 21.3% | 12.3% | 16.6% | 26.71% | 27.84% | 30.18% | 28.83% | 9.634% | 20.89% | 16.31% | 16.42% | 21.63% | 24.6% | 24.6% | 17.07% | 29.11% | 26.11% | 28.04% | 2.379% | 3.287% | 8.357% | 3.998% | 15.41% | 27.16%
TSO | - | 26 | 27 | 2020 | Summer | Q, [MVAr] | 0 | 0 | -2.0988 | -1.1327 | -1.6162 | -2.6444 | -2.7471 | -2.9894 | -2.8566 | -0.90269 | -2.0522 | -1.5854 | -1.595 | -2.1332 | -2.4204 | -2.4 | -1.6634 | -2.8563 | -2.5485 | -2.7399 | 0.27543 | -0.25963 | -0.75918 | -0.3568 | -1.4742 | -2.6692
TSO | - | 26 | 27 | 2020 | Summer | Q, [%] | 0 | 0 | 20.99% | 11.33% | 16.16% | 26.44% | 27.47% | 29.89% | 28.57% | 9.027% | 20.52% | 15.85% | 15.95% | 21.33% | 24.2% | 24% | 16.63% | 28.56% | 25.48% | 27.4% | 2.754% | 2.596% | 7.592% | 3.568% | 14.74% | 26.69%
TSO | - | 26 | 27 | 2020 | Summer | S, [MVA] | 0 | 0 | 3.4884 | 6.106 | 4.1068 | 3.24 | 3.8069 | 3.4127 | 3.1913 | 4.7839 | 3.7177 | 4.1588 | 4.1982 | 3.3503 | 3.8997 | 4.7888 | 4.0573 | 4.5267 | 4.885 | 4.9402 | 3.7705 | 5.1264 | 5.3876 | 4.0445 | 5.0472 | 4.2283
TSO | - | 26 | 27 | 2020 | Summer | S, [%] | 0 | 0 | 34.88% | 61.06% | 41.07% | 32.4% | 38.07% | 34.13% | 31.91% | 47.84% | 37.18% | 41.59% | 41.98% | 33.5% | 39% | 47.89% | 40.57% | 45.27% | 48.85% | 49.4% | 37.71% | 51.26% | 53.88% | 40.45% | 50.47% | 42.28%
TSO | - | 26 | 27 | 2020 | Summer | S, [MVA] | 0 | 0 | 3.4856 | 6.1495 | 4.1153 | 3.228 | 3.7966 | 3.396 | 3.1749 | 4.8107 | 3.7171 | 4.1686 | 4.2083 | 3.346 | 3.8949 | 4.792 | 4.0649 | 4.5192 | 4.8865 | 4.9387 | 3.7974 | 5.1672 | 5.4255 | 4.0684 | 5.0687 | 4.222
TSO | - | 26 | 27 | 2020 | Summer | S, [%] | 0 | 0 | 34.86% | 61.5% | 41.15% | 32.28% | 37.97% | 33.96% | 31.75% | 48.11% | 37.17% | 41.69% | 42.08% | 33.46% | 38.95% | 47.92% | 40.65% | 45.19% | 48.87% | 49.39% | 37.97% | 51.67% | 54.25% | 40.68% | 50.69% | 42.22%
TSO | - | 27 | 28 | 2020 | Summer | P, [MW] | 0 | 0 | -9.1277 | -12.3361 | -9.5478 | -7.9683 | -8.1266 | -7.7201 | -9.0519 | -13.791 | -11.9881 | -13.0821 | -12.5277 | -11.689 | -12.0092 | -13.3138 | -12.6629 | -11.5671 | -12.3878 | -12.2386 | -11.9492 | -13.648 | -13.6428 | -12.3358 | -12.3515 | -10.5502
TSO | - | 27 | 28 | 2020 | Summer | P, [%] | 0 | 0 | 18.26% | 24.67% | 19.1% | 15.94% | 16.25% | 15.44% | 18.1% | 27.58% | 23.98% | 26.16% | 25.06% | 23.38% | 24.02% | 26.63% | 25.33% | 23.13% | 24.78% | 24.48% | 23.9% | 27.3% | 27.29% | 24.67% | 24.7% | 21.1%
TSO | - | 27 | 28 | 2020 | Summer | P, [MW] | 0 | 0 | 9.1842 | 12.4332 | 9.6072 | 8.0135 | 8.1738 | 7.7636 | 9.1096 | 13.9126 | 12.083 | 13.1934 | 12.6295 | 11.7788 | 12.1045 | 13.4299 | 12.7677 | 11.6587 | 12.4902 | 12.3397 | 12.0397 | 13.7652 | 13.761 | 12.4322 | 12.45 | 10.6265
TSO | - | 27 | 28 | 2020 | Summer | P, [%] | 0 | 0 | 18.37% | 24.87% | 19.21% | 16.03% | 16.35% | 15.53% | 18.22% | 27.83% | 24.17% | 26.39% | 25.26% | 23.56% | 24.21% | 26.86% | 25.54% | 23.32% | 24.98% | 24.68% | 24.08% | 27.53% | 27.52% | 24.86% | 24.9% | 21.25%
TSO | - | 27 | 28 | 2020 | Summer | Q, [MVAr] | 0 | 0 | 2.4488 | 1.4702 | 2.0787 | 3.1069 | 3.2471 | 3.4019 | 2.9066 | 0.59019 | 1.7272 | 1.2979 | 1.3325 | 1.6957 | 2.0329 | 2 | 1.9259 | 2.7438 | 2.4485 | 2.7024 | -0.21293 | 0.25963 | 0.80918 | 0.4568 | 1.7117 | 2.9942
TSO | - | 27 | 28 | 2020 | Summer | Q, [%] | 0 | 0 | 4.898% | 2.94% | 4.157% | 6.214% | 6.494% | 6.804% | 5.813% | 1.18% | 3.454% | 2.596% | 2.665% | 3.391% | 4.066% | 4% | 3.852% | 5.488% | 4.897% | 5.405% | 0.4259% | 0.5193% | 1.618% | 0.9136% | 3.423% | 5.988%
TSO | - | 27 | 28 | 2020 | Summer | Q, [MVAr] | 0 | 0 | -2.3616 | -1.3203 | -1.9871 | -3.0371 | -3.1742 | -3.3348 | -2.8176 | -0.40255 | -1.5807 | -1.1261 | -1.1753 | -1.557 | -1.8857 | -1.8208 | -1.764 | -2.6024 | -2.2904 | -2.5463 | 0.35255 | -0.078707 | -0.62674 | -0.30796 | -1.5596 | -2.8764
TSO | - | 27 | 28 | 2020 | Summer | Q, [%] | 0 | 0 | 4.723% | 2.641% | 3.974% | 6.074% | 6.348% | 6.67% | 5.635% | 0.8051% | 3.161% | 2.252% | 2.351% | 3.114% | 3.771% | 3.642% | 3.528% | 5.205% | 4.581% | 5.093% | 0.7051% | 0.1574% | 1.253% | 0.6159% | 3.119% | 5.753%
TSO | - | 27 | 28 | 2020 | Summer | S, [MVA] | 0 | 0 | 9.4505 | 12.4234 | 9.7715 | 8.5526 | 8.7513 | 8.4364 | 9.5071 | 13.8036 | 12.1118 | 13.1463 | 12.5983 | 11.8113 | 12.18 | 13.4632 | 12.8085 | 11.8881 | 12.6275 | 12.5334 | 11.9511 | 13.6505 | 13.6668 | 12.3443 | 12.4695 | 10.9668
TSO | - | 27 | 28 | 2020 | Summer | S, [%] | 0 | 0 | 18.9% | 24.85% | 19.54% | 17.11% | 17.5% | 16.87% | 19.01% | 27.61% | 24.22% | 26.29% | 25.2% | 23.62% | 24.36% | 26.93% | 25.62% | 23.78% | 25.25% | 25.07% | 23.9% | 27.3% | 27.33% | 24.69% | 24.94% | 21.93%
TSO | - | 27 | 28 | 2020 | Summer | S, [MVA] | 0 | 0 | 9.483 | 12.5031 | 9.8105 | 8.5697 | 8.7685 | 8.4495 | 9.5354 | 13.9184 | 12.186 | 13.2414 | 12.6841 | 11.8813 | 12.2505 | 13.5527 | 12.889 | 11.9456 | 12.6985 | 12.5997 | 12.0448 | 13.7655 | 13.7752 | 12.436 | 12.5473 | 11.0089
TSO | - | 27 | 28 | 2020 | Summer | S, [%] | 0 | 0 | 18.97% | 25.01% | 19.62% | 17.14% | 17.54% | 16.9% | 19.07% | 27.84% | 24.37% | 26.48% | 25.37% | 23.76% | 24.5% | 27.11% | 25.78% | 23.89% | 25.4% | 25.2% | 24.09% | 27.53% | 27.55% | 24.87% | 25.09% | 22.02%
TSO | - | 28 | 29 | 2020 | Summer | P, [MW] | 0 | 0 | -12.3516 | -15.2265 | -12.2003 | -10.5552 | -10.7678 | -10.1693 | -11.9981 | -17.3993 | -15.9614 | -17.2415 | -16.9877 | -16.3056 | -16.5661 | -18.0258 | -17.0359 | -15.99 | -16.6767 | -16.6251 | -16.0826 | -17.7901 | -17.7776 | -16.7149 | -16.7229 | -14.3244
TSO | - | 28 | 29 | 2020 | Summer | P, [%] | 0 | 0 | 24.7% | 30.45% | 24.4% | 21.11% | 21.54% | 20.34% | 24% | 34.8% | 31.92% | 34.48% | 33.98% | 32.61% | 33.13% | 36.05% | 34.07% | 31.98% | 33.35% | 33.25% | 32.17% | 35.58% | 35.56% | 33.43% | 33.45% | 28.65%
TSO | - | 28 | 29 | 2020 | Summer | P, [MW] | 0 | 0 | 12.4191 | 15.3249 | 12.2648 | 10.6066 | 10.8212 | 10.2194 | 12.0644 | 17.5278 | 16.072 | 17.3693 | 17.1113 | 16.4202 | 16.6841 | 18.1647 | 17.1599 | 16.1019 | 16.7969 | 16.7449 | 16.1922 | 17.9227 | 17.9108 | 16.8328 | 16.8416 | 14.4146
TSO | - | 28 | 29 | 2020 | Summer | P, [%] | 0 | 0 | 24.84% | 30.65% | 24.53% | 21.21% | 21.64% | 20.44% | 24.13% | 35.06% | 32.14% | 34.74% | 34.22% | 32.84% | 33.37% | 36.33% | 34.32% | 32.2% | 33.59% | 33.49% | 32.38% | 35.85% | 35.82% | 33.67% | 33.68% | 28.83%
TSO | - | 28 | 29 | 2020 | Summer | Q, [MVAr] | 0 | 0 | 2.5116 | 1.5703 | 2.4121 | 3.4621 | 3.5742 | 4.2848 | 3.2676 | -0.097453 | 1.0307 | -0.57393 | -0.39974 | -0.59303 | -0.41432 | -0.22924 | 0.33902 | 1.4024 | 1.2654 | 1.3213 | -1.1026 | -0.74629 | 0.076739 | -0.59204 | 0.88463 | 2.5764
TSO | - | 28 | 29 | 2020 | Summer | Q, [%] | 0 | 0 | 5.023% | 3.141% | 4.824% | 6.924% | 7.148% | 8.57% | 6.535% | 0.1949% | 2.061% | 1.148% | 0.7995% | 1.186% | 0.8286% | 0.4585% | 0.678% | 2.805% | 2.531% | 2.643% | 2.205% | 1.493% | 0.1535% | 1.184% | 1.769% | 5.153%
TSO | - | 28 | 29 | 2020 | Summer | Q, [MVAr] | 0 | 0 | -2.4169 | -1.4321 | -2.3215 | -3.3899 | -3.4991 | -4.2144 | -3.1744 | 0.27789 | -0.8753 | 0.75336 | 0.57334 | 0.75398 | 0.58004 | 0.42434 | -0.16495 | -1.2454 | -1.0967 | -1.1531 | 1.2564 | 0.93255 | 0.11023 | 0.75768 | -0.71798 | -2.4498
TSO | - | 28 | 29 | 2020 | Summer | Q, [%] | 0 | 0 | 4.834% | 2.864% | 4.643% | 6.78% | 6.998% | 8.429% | 6.349% | 0.5558% | 1.751% | 1.507% | 1.147% | 1.508% | 1.16% | 0.8487% | 0.3299% | 2.491% | 2.193% | 2.306% | 2.513% | 1.865% | 0.2205% | 1.515% | 1.436% | 4.9%
TSO | - | 28 | 29 | 2020 | Summer | S, [MVA] | 0 | 0 | 12.6044 | 15.3072 | 12.4364 | 11.1085 | 11.3455 | 11.0351 | 12.4351 | 17.3995 | 15.9946 | 17.2511 | 16.9924 | 16.3164 | 16.5713 | 18.0272 | 17.0393 | 16.0514 | 16.7247 | 16.6775 | 16.1204 | 17.8057 | 17.7778 | 16.7254 | 16.7463 | 14.5543
TSO | - | 28 | 29 | 2020 | Summer | S, [%] | 0 | 0 | 25.21% | 30.61% | 24.87% | 22.22% | 22.69% | 22.07% | 24.87% | 34.8% | 31.99% | 34.5% | 33.98% | 32.63% | 33.14% | 36.05% | 34.08% | 32.1% | 33.45% | 33.35% | 32.24% | 35.61% | 35.56% | 33.45% | 33.49% | 29.11%
TSO | - | 28 | 29 | 2020 | Summer | S, [MVA] | 0 | 0 | 12.6521 | 15.3917 | 12.4826 | 11.1352 | 11.3729 | 11.0543 | 12.475 | 17.53 | 16.0958 | 17.3856 | 17.1209 | 16.4375 | 16.6942 | 18.1697 | 17.1607 | 16.1499 | 16.8326 | 16.7845 | 16.2409 | 17.9469 | 17.9111 | 16.8499 | 16.8569 | 14.6213
TSO | - | 28 | 29 | 2020 | Summer | S, [%] | 0 | 0 | 25.3% | 30.78% | 24.97% | 22.27% | 22.75% | 22.11% | 24.95% | 35.06% | 32.19% | 34.77% | 34.24% | 32.88% | 33.39% | 36.34% | 34.32% | 32.3% | 33.67% | 33.57% | 32.48% | 35.89% | 35.82% | 33.7% | 33.71% | 29.24%
TSO | - | 7 | 29 | 2020 | Summer | P, [MW] | 0 | 0 | 23.6546 | 21.1017 | 20.7013 | 17.0957 | 16.002 | 15.757 | 22.834 | 39.2902 | 42.2761 | 45.0533 | 45.6729 | 47.5702 | 46.9169 | 50.3615 | 47.4252 | 42.9334 | 43.5499 | 43.1107 | 41.3585 | 43.0725 | 44.2819 | 48.4135 | 50.2864 | 38.1199
TSO | - | 7 | 29 | 2020 | Summer | P, [%] | 0 | 0 | 23.65% | 21.1% | 20.7% | 17.1% | 16% | 15.76% | 22.83% | 39.29% | 42.28% | 45.05% | 45.67% | 47.57% | 46.92% | 50.36% | 47.43% | 42.93% | 43.55% | 43.11% | 41.36% | 43.07% | 44.28% | 48.41% | 50.29% | 38.12%
TSO | - | 7 | 29 | 2020 | Summer | P, [MW] | 0 | 0 | -23.6546 | -21.1017 | -20.7013 | -17.0957 | -16.002 | -15.757 | -22.834 | -39.2902 | -42.2761 | -45.0533 | -45.6729 | -47.5702 | -46.9169 | -50.3615 | -47.4252 | -42.9334 | -43.5499 | -43.1107 | -41.3585 | -43.0725 | -44.2819 | -48.4135 | -50.2864 | -38.1199
TSO | - | 7 | 29 | 2020 | Summer | P, [%] | 0 | 0 | 23.65% | 21.1% | 20.7% | 17.1% | 16% | 15.76% | 22.83% | 39.29% | 42.28% | 45.05% | 45.67% | 47.57% | 46.92% | 50.36% | 47.43% | 42.93% | 43.55% | 43.11% | 41.36% | 43.07% | 44.28% | 48.41% | 50.29% | 38.12%
TSO | - | 7 | 29 | 2020 | Summer | Q, [MVAr] | 0 | 0 | 2.2172 | 2.0762 | 0.76898 | -1.2152 | -1.6605 | -5.0197 | 0.041749 | 9.8025 | 7.623 | 10.1019 | 10.7329 | 12.7004 | 12.1038 | 11.7186 | 10.2791 | 6.692 | 6.0101 | 6.6125 | 10.2982 | 10.1826 | 8.7115 | 11.4995 | 10.5214 | 5.8789
TSO | - | 7 | 29 | 2020 | Summer | Q, [%] | 0 | 0 | 2.217% | 2.076% | 0.769% | 1.215% | 1.661% | 5.02% | 0.04175% | 9.802% | 7.623% | 10.1% | 10.73% | 12.7% | 12.1% | 11.72% | 10.28% | 6.692% | 6.01% | 6.613% | 10.3% | 10.18% | 8.712% | 11.5% | 10.52% | 5.879%
TSO | - | 7 | 29 | 2020 | Summer | Q, [MVAr] | 0 | 0 | -1.8493 | -1.7874 | -0.49374 | 1.4042 | 1.8268 | 5.1947 | 0.30279 | -8.7522 | -6.4125 | -8.7219 | -9.3124 | -11.1308 | -10.5853 | -9.9988 | -8.7614 | -5.4469 | -4.7487 | -5.3682 | -9.1428 | -8.9471 | -7.4145 | -9.9264 | -8.8337 | -4.9131
TSO | - | 7 | 29 | 2020 | Summer | Q, [%] | 0 | 0 | 1.849% | 1.787% | 0.4937% | 1.404% | 1.827% | 5.195% | 0.3028% | 8.752% | 6.413% | 8.722% | 9.312% | 11.13% | 10.59% | 9.999% | 8.761% | 5.447% | 4.749% | 5.368% | 9.143% | 8.947% | 7.415% | 9.926% | 8.834% | 4.913%
TSO | - | 7 | 29 | 2020 | Summer | S, [MVA] | 0 | 0 | 23.7583 | 21.2036 | 20.7156 | 17.1388 | 16.0879 | 16.5372 | 22.834 | 40.4945 | 42.9579 | 46.1719 | 46.9171 | 49.2364 | 48.453 | 51.7069 | 48.5264 | 43.4518 | 43.9627 | 43.6148 | 42.6214 | 44.2597 | 45.1307 | 49.7605 | 51.3753 | 38.5705
TSO | - | 7 | 29 | 2020 | Summer | S, [%] | 0 | 0 | 23.76% | 21.2% | 20.72% | 17.14% | 16.09% | 16.54% | 22.83% | 40.49% | 42.96% | 46.17% | 46.92% | 49.24% | 48.45% | 51.71% | 48.53% | 43.45% | 43.96% | 43.61% | 42.62% | 44.26% | 45.13% | 49.76% | 51.38% | 38.57%
TSO | - | 7 | 29 | 2020 | Summer | S, [MVA] | 0 | 0 | 23.7268 | 21.1772 | 20.7072 | 17.1532 | 16.1059 | 16.5912 | 22.836 | 40.2532 | 42.7597 | 45.8897 | 46.6126 | 48.8551 | 48.0962 | 51.3445 | 48.2277 | 43.2776 | 43.8081 | 43.4436 | 42.357 | 43.9919 | 44.8983 | 49.4207 | 51.0564 | 38.4352
TSO | - | 7 | 29 | 2020 | Summer | S, [%] | 0 | 0 | 23.73% | 21.18% | 20.71% | 17.15% | 16.11% | 16.59% | 22.84% | 40.25% | 42.76% | 45.89% | 46.61% | 48.86% | 48.1% | 51.34% | 48.23% | 43.28% | 43.81% | 43.44% | 42.36% | 43.99% | 44.9% | 49.42% | 51.06% | 38.44%
TSO | - | 25 | 30 | 2020 | Summer | P, [MW] | 0 | 0 | 3.4715 | 2.6848 | 3.8454 | 3.9481 | 3.82 | 3.2229 | 2.7322 | 2.5113 | 2.3869 | 1.0975 | 2.1089 | 1.5376 | 1.5914 | 1.3785 | 1.3419 | 1.9727 | 2.4183 | 2.4756 | 2.7623 | 3.2624 | 2.8437 | 2.4916 | 2.7011 | 2.2544
TSO | - | 25 | 30 | 2020 | Summer | P, [%] | 0 | 0 | 34.71% | 26.85% | 38.45% | 39.48% | 38.2% | 32.23% | 27.32% | 25.11% | 23.87% | 10.97% | 21.09% | 15.38% | 15.91% | 13.78% | 13.42% | 19.73% | 24.18% | 24.76% | 27.62% | 32.62% | 28.44% | 24.92% | 27.01% | 22.54%
TSO | - | 25 | 30 | 2020 | Summer | P, [MW] | 0 | 0 | -3.4517 | -2.6736 | -3.8237 | -3.9255 | -3.7981 | -3.208 | -2.7193 | -2.4979 | -2.3745 | -1.0919 | -2.0959 | -1.5285 | -1.5793 | -1.3674 | -1.3332 | -1.9605 | -2.4017 | -2.4588 | -2.7424 | -3.2387 | -2.8243 | -2.4758 | -2.6834 | -2.2408
TSO | - | 25 | 30 | 2020 | Summer | P, [%] | 0 | 0 | 34.52% | 26.74% | 38.24% | 39.26% | 37.98% | 32.08% | 27.19% | 24.98% | 23.74% | 10.92% | 20.96% | 15.29% | 15.79% | 13.67% | 13.33% | 19.6% | 24.02% | 24.59% | 27.42% | 32.39% | 28.24% | 24.76% | 26.83% | 22.41%
TSO | - | 25 | 30 | 2020 | Summer | Q, [MVAr] | 0 | 0 | 1.4141 | 0.64449 | 0.81119 | 0.97814 | 1.2343 | 0.87736 | 1.2915 | 1.7022 | 1.6903 | 1.5929 | 2.1152 | 1.959 | 2.4138 | 2.389 | 2.024 | 2.1155 | 2.3574 | 2.3437 | 2.4631 | 2.3969 | 2.3161 | 2.1666 | 2.2488 | 2.1363
TSO | - | 25 | 30 | 2020 | Summer | Q, [%] | 0 | 0 | 14.14% | 6.445% | 8.112% | 9.781% | 12.34% | 8.774% | 12.92% | 17.02% | 16.9% | 15.93% | 21.15% | 19.59% | 24.14% | 23.89% | 20.24% | 21.16% | 23.57% | 23.44% | 24.63% | 23.97% | 23.16% | 21.67% | 22.49% | 21.36%
TSO | - | 25 | 30 | 2020 | Summer | Q, [MVAr] | 0 | 0 | -1.3845 | -0.62774 | -0.77864 | -0.94444 | -1.2015 | -0.85502 | -1.2723 | -1.6822 | -1.6717 | -1.5845 | -2.0958 | -1.9455 | -2.3957 | -2.3725 | -2.011 | -2.0973 | -2.3326 | -2.3185 | -2.4334 | -2.3615 | -2.287 | -2.1429 | -2.2223 | -2.1159
TSO | - | 25 | 30 | 2020 | Summer | Q, [%] | 0 | 0 | 13.84% | 6.277% | 7.786% | 9.444% | 12.01% | 8.55% | 12.72% | 16.82% | 16.72% | 15.85% | 20.96% | 19.45% | 23.96% | 23.72% | 20.11% | 20.97% | 23.33% | 23.18% | 24.33% | 23.61% | 22.87% | 21.43% | 22.22% | 21.16%
TSO | - | 25 | 30 | 2020 | Summer | S, [MVA] | 0 | 0 | 3.7484 | 2.7611 | 3.9301 | 4.0674 | 4.0144 | 3.3402 | 3.022 | 3.0338 | 2.9248 | 1.9343 | 2.9869 | 2.4903 | 2.8912 | 2.7582 | 2.4285 | 2.8925 | 3.3772 | 3.4091 | 3.7009 | 4.0482 | 3.6676 | 3.3018 | 3.5147 | 3.1058
TSO | - | 25 | 30 | 2020 | Summer | S, [%] | 0 | 0 | 37.48% | 27.61% | 39.3% | 40.67% | 40.14% | 33.4% | 30.22% | 30.34% | 29.25% | 19.34% | 29.87% | 24.9% | 28.91% | 27.58% | 24.28% | 28.93% | 33.77% | 34.09% | 37.01% | 40.48% | 36.68% | 33.02% | 35.15% | 31.06%
TSO | - | 25 | 30 | 2020 | Summer | S, [MVA] | 0 | 0 | 3.719 | 2.7464 | 3.9022 | 4.0376 | 3.9836 | 3.3199 | 3.0022 | 3.0115 | 2.9039 | 1.9243 | 2.964 | 2.4741 | 2.8694 | 2.7383 | 2.4128 | 2.8709 | 3.348 | 3.3795 | 3.6664 | 4.0082 | 3.6341 | 3.2744 | 3.4841 | 3.0819
TSO | - | 25 | 30 | 2020 | Summer | S, [%] | 0 | 0 | 37.19% | 27.46% | 39.02% | 40.38% | 39.84% | 33.2% | 30.02% | 30.11% | 29.04% | 19.24% | 29.64% | 24.74% | 28.69% | 27.38% | 24.13% | 28.71% | 33.48% | 33.79% | 36.66% | 40.08% | 36.34% | 32.74% | 34.84% | 30.82%
TSO | - | 30 | 31 | 2020 | Summer | P, [MW] | 0 | 0 | 3.4517 | 2.6736 | 3.8237 | 3.9255 | 3.7981 | 3.208 | 2.7193 | 2.4979 | 2.3745 | 1.0919 | 2.0959 | 1.5285 | 1.5793 | 1.3674 | 1.3332 | 1.9605 | 2.4017 | 2.4588 | 2.7424 | 3.2387 | 2.8243 | 2.4758 | 2.6834 | 2.2408
TSO | - | 30 | 31 | 2020 | Summer | P, [%] | 0 | 0 | 69.03% | 53.47% | 76.47% | 78.51% | 75.96% | 64.16% | 54.39% | 49.96% | 47.49% | 21.84% | 41.92% | 30.57% | 31.59% | 27.35% | 26.66% | 39.21% | 48.03% | 49.18% | 54.85% | 64.77% | 56.49% | 49.52% | 53.67% | 44.82%
TSO | - | 30 | 31 | 2020 | Summer | P, [MW] | 0 | 0 | -3.41 | -2.6435 | -3.7698 | -3.8717 | -3.7487 | -3.1714 | -2.6931 | -2.4757 | -2.3544 | -1.0876 | -2.0795 | -1.5198 | -1.5683 | -1.3588 | -1.3263 | -1.9461 | -2.3796 | -2.4357 | -2.7136 | -3.1996 | -2.7946 | -2.4533 | -2.657 | -2.2227
TSO | - | 30 | 31 | 2020 | Summer | P, [%] | 0 | 0 | 68.2% | 52.87% | 75.4% | 77.43% | 74.97% | 63.43% | 53.86% | 49.51% | 47.09% | 21.75% | 41.59% | 30.4% | 31.37% | 27.18% | 26.53% | 38.92% | 47.59% | 48.71% | 54.27% | 63.99% | 55.89% | 49.07% | 53.14% | 44.45%
TSO | - | 30 | 31 | 2020 | Summer | Q, [MVAr] | 0 | 0 | -0.36336 | -1.1305 | -1.0005 | -0.8486 | -0.59504 | -0.94498 | -0.48771 | -0.015234 | 0.0038551 | -0.032846 | 0.46621 | 0.33504 | 0.7661 | 0.74639 | 0.36406 | 0.41901 | 0.65082 | 0.64543 | 0.74816 | 0.69019 | 0.58783 | 0.46294 | 0.53536 | 0.42194
TSO | - | 30 | 31 | 2020 | Summer | Q, [%] | 0 | 0 | 7.267% | 22.61% | 20.01% | 16.97% | 11.9% | 18.9% | 9.754% | 0.3047% | 0.0771% | 0.6569% | 9.324% | 6.701% | 15.32% | 14.93% | 7.281% | 8.38% | 13.02% | 12.91% | 14.96% | 13.8% | 11.76% | 9.259% | 10.71% | 8.439%
TSO | - | 30 | 31 | 2020 | Summer | Q, [MVAr] | 0 | 0 | 0.42685 | 1.1765 | 1.0826 | 0.93064 | 0.67024 | 1.0008 | 0.52774 | 0.049109 | 0.026795 | 0.039454 | -0.44114 | -0.32173 | -0.74941 | -0.7332 | -0.35356 | -0.39711 | -0.61712 | -0.61026 | -0.70422 | -0.63068 | -0.54262 | -0.42854 | -0.49512 | -0.39443
TSO | - | 30 | 31 | 2020 | Summer | Q, [%] | 0 | 0 | 8.537% | 23.53% | 21.65% | 18.61% | 13.4% | 20.02% | 10.55% | 0.9822% | 0.5359% | 0.7891% | 8.823% | 6.435% | 14.99% | 14.66% | 7.071% | 7.942% | 12.34% | 12.21% | 14.08% | 12.61% | 10.85% | 8.571% | 9.902% | 7.889%
TSO | - | 30 | 31 | 2020 | Summer | S, [MVA] | 0 | 0 | 3.4708 | 2.9028 | 3.9524 | 4.0162 | 3.8444 | 3.3442 | 2.7627 | 2.4979 | 2.3745 | 1.0924 | 2.1471 | 1.5648 | 1.7553 | 1.5578 | 1.382 | 2.0047 | 2.4883 | 2.5421 | 2.8426 | 3.3114 | 2.8848 | 2.5187 | 2.7363 | 2.2802
TSO | - | 30 | 31 | 2020 | Summer | S, [%] | 0 | 0 | 69.42% | 58.06% | 79.05% | 80.32% | 76.89% | 66.88% | 55.25% | 49.96% | 47.49% | 21.85% | 42.94% | 31.3% | 35.11% | 31.16% | 27.64% | 40.09% | 49.77% | 50.84% | 56.85% | 66.23% | 57.7% | 50.37% | 54.73% | 45.6%
TSO | - | 30 | 31 | 2020 | Summer | S, [MVA] | 0 | 0 | 3.4367 | 2.8935 | 3.9222 | 3.982 | 3.8082 | 3.3255 | 2.7443 | 2.4762 | 2.3545 | 1.0883 | 2.1257 | 1.5535 | 1.7382 | 1.544 | 1.3726 | 1.9862 | 2.4583 | 2.511 | 2.8035 | 3.2612 | 2.8468 | 2.4904 | 2.7027 | 2.2575
TSO | - | 30 | 31 | 2020 | Summer | S, [%] | 0 | 0 | 68.73% | 57.87% | 78.44% | 79.64% | 76.16% | 66.51% | 54.89% | 49.52% | 47.09% | 21.77% | 42.51% | 31.07% | 34.76% | 30.88% | 27.45% | 39.72% | 49.17% | 50.22% | 56.07% | 65.22% | 56.94% | 49.81% | 54.05% | 45.15%
TSO | - | 31 | 32 | 2020 | Summer | P, [MW] | 0 | 0 | -0.1294 | -2.0208 | -2.0217 | -1.1482 | -0.89072 | -0.46034 | 0.54442 | 1.6704 | 1.9588 | 1.577 | 2.3916 | 2.5412 | 2.8254 | 2.9536 | 2.0781 | 2.0557 | 1.8075 | 1.7464 | 1.0557 | 1.5145 | 1.6281 | 1.9227 | 1.6462 | 1.0991
TSO | - | 31 | 32 | 2020 | Summer | P, [%] | 0 | 0 | 2.588% | 40.42% | 40.43% | 22.96% | 17.81% | 9.207% | 10.89% | 33.41% | 39.18% | 31.54% | 47.83% | 50.82% | 56.51% | 59.07% | 41.56% | 41.11% | 36.15% | 34.93% | 21.11% | 30.29% | 32.56% | 38.45% | 32.92% | 21.98%
TSO | - | 31 | 32 | 2020 | Summer | P, [MW] | 0 | 0 | 0.15989 | 2.0786 | 2.0727 | 1.1814 | 0.92282 | 0.49579 | -0.51126 | -1.6388 | -1.9233 | -1.5419 | -2.3443 | -2.4893 | -2.7682 | -2.8906 | -2.0339 | -2.0052 | -1.7633 | -1.6993 | -1.0282 | -1.4778 | -1.5879 | -1.8822 | -1.6055 | -1.0586
TSO | - | 31 | 32 | 2020 | Summer | P, [%] | 0 | 0 | 3.198% | 41.57% | 41.45% | 23.63% | 18.46% | 9.916% | 10.23% | 32.78% | 38.47% | 30.84% | 46.89% | 49.79% | 55.36% | 57.81% | 40.68% | 40.1% | 35.27% | 33.99% | 20.56% | 29.56% | 31.76% | 37.64% | 32.11% | 21.17%
TSO | - | 31 | 32 | 2020 | Summer | Q, [MVAr] | 0 | 0 | -2.3544 | -2.4932 | -2.296 | -2.23 | -2.2966 | -2.5841 | -2.4123 | -1.6755 | -1.5672 | -1.9154 | -1.6241 | -1.6661 | -1.4708 | -1.5644 | -1.858 | -2.1673 | -2.1194 | -2.2897 | -1.929 | -2.037 | -2.0992 | -1.8605 | -2.1295 | -2.4798
TSO | - | 31 | 32 | 2020 | Summer | Q, [%] | 0 | 0 | 47.09% | 49.86% | 45.92% | 44.6% | 45.93% | 51.68% | 48.25% | 33.51% | 31.34% | 38.31% | 32.48% | 33.32% | 29.42% | 31.29% | 37.16% | 43.35% | 42.39% | 45.79% | 38.58% | 40.74% | 41.98% | 37.21% | 42.59% | 49.6%
TSO | - | 31 | 32 | 2020 | Summer | Q, [MVAr] | 0 | 0 | 2.3999 | 2.5792 | 2.3719 | 2.2795 | 2.3445 | 2.6369 | 2.4617 | 1.7225 | 1.62 | 1.9676 | 1.6946 | 1.7434 | 1.5559 | 1.6583 | 1.9238 | 2.2426 | 2.1851 | 2.36 | 1.9701 | 2.0917 | 2.159 | 1.9208 | 2.1901 | 2.5401
TSO | - | 31 | 32 | 2020 | Summer | Q, [%] | 0 | 0 | 48% | 51.58% | 47.44% | 45.59% | 46.89% | 52.74% | 49.23% | 34.45% | 32.4% | 39.35% | 33.89% | 34.87% | 31.12% | 33.17% | 38.48% | 44.85% | 43.7% | 47.2% | 39.4% | 41.83% | 43.18% | 38.42% | 43.8% | 50.8%
TSO | - | 31 | 32 | 2020 | Summer | S, [MVA] | 0 | 0 | 2.358 | 3.2093 | 3.0592 | 2.5083 | 2.4633 | 2.6248 | 2.473 | 2.3659 | 2.5086 | 2.481 | 2.8909 | 3.0387 | 3.1853 | 3.3424 | 2.7876 | 2.9871 | 2.7854 | 2.8798 | 2.199 | 2.5383 | 2.6566 | 2.6755 | 2.6916 | 2.7124
TSO | - | 31 | 32 | 2020 | Summer | S, [%] | 0 | 0 | 47.16% | 64.19% | 61.18% | 50.17% | 49.27% | 52.5% | 49.46% | 47.32% | 50.17% | 49.62% | 57.82% | 60.77% | 63.71% | 66.85% | 55.75% | 59.74% | 55.71% | 57.6% | 43.98% | 50.77% | 53.13% | 53.51% | 53.83% | 54.25%
TSO | - | 31 | 32 | 2020 | Summer | S, [MVA] | 0 | 0 | 2.4052 | 3.3125 | 3.1499 | 2.5675 | 2.5195 | 2.6831 | 2.5142 | 2.3775 | 2.5147 | 2.4998 | 2.8926 | 3.0391 | 3.1755 | 3.3325 | 2.7996 | 3.0083 | 2.8078 | 2.9081 | 2.2222 | 2.5611 | 2.6801 | 2.6892 | 2.7155 | 2.7518
TSO | - | 31 | 32 | 2020 | Summer | S, [%] | 0 | 0 | 48.1% | 66.25% | 63% | 51.35% | 50.39% | 53.66% | 50.28% | 47.55% | 50.29% | 50% | 57.85% | 60.78% | 63.51% | 66.65% | 55.99% | 60.17% | 56.16% | 58.16% | 44.44% | 51.22% | 53.6% | 53.78% | 54.31% | 55.04%
TSO | - | 32 | 33 | 2020 | Summer | P, [MW] | 0 | 0 | 2.0113 | 1.6794 | 1.43 | 1.3748 | 1.3747 | 1.6253 | 2.3052 | 2.5481 | 3.0538 | 3.1861 | 3.2682 | 3.5395 | 3.7079 | 3.6123 | 3.5617 | 3.4112 | 3.1993 | 3.1844 | 3.0082 | 3.1257 | 3.1362 | 3.277 | 3.0669 | 2.3333
TSO | - | 32 | 33 | 2020 | Summer | P, [%] | 0 | 0 | 40.23% | 33.59% | 28.6% | 27.5% | 27.49% | 32.51% | 46.1% | 50.96% | 61.08% | 63.72% | 65.36% | 70.79% | 74.16% | 72.25% | 71.23% | 68.22% | 63.99% | 63.69% | 60.16% | 62.51% | 62.72% | 65.54% | 61.34% | 46.67%
TSO | - | 32 | 33 | 2020 | Summer | P, [MW] | 0 | 0 | -2.0092 | -1.6777 | -1.4286 | -1.3734 | -1.3733 | -1.623 | -2.3022 | -2.545 | -3.0497 | -3.1817 | -3.2636 | -3.534 | -3.7018 | -3.6065 | -3.5561 | -3.4062 | -3.1949 | -3.18 | -3.0041 | -3.1213 | -3.1319 | -3.2723 | -3.0628 | -2.3308
TSO | - | 32 | 33 | 2020 | Summer | P, [%] | 0 | 0 | 40.18% | 33.55% | 28.57% | 27.47% | 27.47% | 32.46% | 46.04% | 50.9% | 60.99% | 63.63% | 65.27% | 70.68% | 74.04% | 72.13% | 71.12% | 68.12% | 63.9% | 63.6% | 60.08% | 62.43% | 62.64% | 65.45% | 61.26% | 46.62%
TSO | - | 32 | 33 | 2020 | Summer | Q, [MVAr] | 0 | 0 | -1.04 | -1.2242 | -1.2857 | -1.3471 | -1.2858 | -1.8978 | -1.4376 | -0.7327 | -0.21078 | -0.087892 | 0.034934 | 0.035647 | 0.4653 | 0.43437 | 0.43418 | -0.17924 | -0.026576 | -0.17984 | -0.51727 | -0.48634 | -0.45569 | -0.33278 | -0.51718 | -0.79447
TSO | - | 32 | 33 | 2020 | Summer | Q, [%] | 0 | 0 | 20.8% | 24.48% | 25.71% | 26.94% | 25.72% | 37.96% | 28.75% | 14.65% | 4.216% | 1.758% | 0.6987% | 0.7129% | 9.306% | 8.687% | 8.684% | 3.585% | 0.5315% | 3.597% | 10.35% | 9.727% | 9.114% | 6.656% | 10.34% | 15.89%
TSO | - | 32 | 33 | 2020 | Summer | Q, [MVAr] | 0 | 0 | 1.0419 | 1.2258 | 1.2871 | 1.3484 | 1.2871 | 1.9 | 1.4403 | 0.73548 | 0.21452 | 0.091935 | -0.030645 | -0.030645 | -0.45968 | -0.42903 | -0.42903 | 0.18387 | 0.030645 | 0.18387 | 0.52097 | 0.49032 | 0.45968 | 0.3371 | 0.52097 | 0.79677
TSO | - | 32 | 33 | 2020 | Summer | Q, [%] | 0 | 0 | 20.84% | 24.52% | 25.74% | 26.97% | 25.74% | 38% | 28.81% | 14.71% | 4.29% | 1.839% | 0.6129% | 0.6129% | 9.194% | 8.581% | 8.581% | 3.677% | 0.6129% | 3.677% | 10.42% | 9.806% | 9.194% | 6.742% | 10.42% | 15.94%
TSO | - | 32 | 33 | 2020 | Summer | S, [MVA] | 0 | 0 | 2.2643 | 2.0782 | 1.9231 | 1.9248 | 1.8823 | 2.4987 | 2.7168 | 2.6513 | 3.061 | 3.1873 | 3.2684 | 3.5396 | 3.737 | 3.6384 | 3.5881 | 3.4159 | 3.1994 | 3.1895 | 3.0523 | 3.1633 | 3.1692 | 3.2938 | 3.1102 | 2.4648
TSO | - | 32 | 33 | 2020 | Summer | S, [%] | 0 | 0 | 45.29% | 41.56% | 38.46% | 38.5% | 37.65% | 49.97% | 54.34% | 53.03% | 61.22% | 63.75% | 65.37% | 70.79% | 74.74% | 72.77% | 71.76% | 68.32% | 63.99% | 63.79% | 61.05% | 63.27% | 63.38% | 65.88% | 62.2% | 49.3%
TSO | - | 32 | 33 | 2020 | Summer | S, [MVA] | 0 | 0 | 2.2633 | 2.0778 | 1.9229 | 1.9247 | 1.8822 | 2.4988 | 2.7157 | 2.6492 | 3.0572 | 3.183 | 3.2637 | 3.5341 | 3.7302 | 3.632 | 3.5819 | 3.4111 | 3.195 | 3.1853 | 3.049 | 3.1596 | 3.1655 | 3.2896 | 3.1068 | 2.4632
TSO | - | 32 | 33 | 2020 | Summer | S, [%] | 0 | 0 | 45.27% | 41.56% | 38.46% | 38.49% | 37.64% | 49.98% | 54.31% | 52.98% | 61.14% | 63.66% | 65.27% | 70.68% | 74.6% | 72.64% | 71.64% | 68.22% | 63.9% | 63.71% | 60.98% | 63.19% | 63.31% | 65.79% | 62.14% | 49.26%
TSO | - | 34 | 32 | 2020 | Summer | P, [MW] | 0 | 0 | 3.5697 | 5.1285 | 4.7584 | 3.8037 | 3.5298 | 3.4043 | 3.0923 | 2.3128 | 2.5975 | 3.1036 | 2.3316 | 2.41 | 2.201 | 1.9962 | 2.7112 | 2.6161 | 2.6853 | 2.7696 | 3.3984 | 3.2422 | 2.9661 | 2.8796 | 2.8894 | 2.41
TSO | - | 34 | 32 | 2020 | Summer | P, [%] | 0 | 0 | 35.7% | 51.29% | 47.58% | 38.04% | 35.3% | 34.04% | 30.92% | 23.13% | 25.98% | 31.04% | 23.32% | 24.1% | 22.01% | 19.96% | 27.11% | 26.16% | 26.85% | 27.7% | 33.98% | 32.42% | 29.66% | 28.8% | 28.89% | 24.1%
TSO | - | 34 | 32 | 2020 | Summer | P, [MW] | 0 | 0 | -3.5697 | -5.1285 | -4.7584 | -3.8037 | -3.5298 | -3.4043 | -3.0923 | -2.3128 | -2.5975 | -3.1036 | -2.3316 | -2.41 | -2.201 | -1.9962 | -2.7112 | -2.6161 | -2.6853 | -2.7696 | -3.3984 | -3.2422 | -2.9661 | -2.8796 | -2.8894 | -2.41
TSO | - | 34 | 32 | 2020 | Summer | P, [%] | 0 | 0 | 35.7% | 51.29% | 47.58% | 38.04% | 35.3% | 34.04% | 30.92% | 23.13% | 25.98% | 31.04% | 23.32% | 24.1% | 22.01% | 19.96% | 27.11% | 26.16% | 26.85% | 27.7% | 33.98% | 32.42% | 29.66% | 28.8% | 28.89% | 24.1%
TSO | - | 34 | 32 | 2020 | Summer | Q, [MVAr] | 0 | 0 | 0.79819 | 0.90389 | 0.60633 | 0.35449 | 0.47053 | 0.046429 | 0.45041 | 0.80556 | 1.3116 | 1.8986 | 1.6837 | 1.9138 | 2.253 | 2.3107 | 2.4625 | 1.9396 | 2.1309 | 2.0777 | 1.2486 | 1.5053 | 1.4453 | 1.4481 | 1.3685 | 1.3591
TSO | - | 34 | 32 | 2020 | Summer | Q, [%] | 0 | 0 | 7.982% | 9.039% | 6.063% | 3.545% | 4.705% | 0.4643% | 4.504% | 8.056% | 13.12% | 18.99% | 16.84% | 19.14% | 22.53% | 23.11% | 24.62% | 19.4% | 21.31% | 20.78% | 12.49% | 15.05% | 14.45% | 14.48% | 13.69% | 13.59%
TSO | - | 34 | 32 | 2020 | Summer | Q, [MVAr] | 0 | 0 | -0.66753 | -0.6396 | -0.38618 | -0.21705 | -0.35093 | 0.060879 | -0.35488 | -0.74365 | -1.2246 | -1.7643 | -1.5988 | -1.8175 | -2.152 | -2.2158 | -2.3272 | -1.8325 | -2.0124 | -1.9571 | -1.1143 | -1.3746 | -1.3341 | -1.3419 | -1.2653 | -1.2841
TSO | - | 34 | 32 | 2020 | Summer | Q, [%] | 0 | 0 | 6.675% | 6.396% | 3.862% | 2.17% | 3.509% | 0.6088% | 3.549% | 7.436% | 12.25% | 17.64% | 15.99% | 18.18% | 21.52% | 22.16% | 23.27% | 18.33% | 20.12% | 19.57% | 11.14% | 13.75% | 13.34% | 13.42% | 12.65% | 12.84%
TSO | - | 34 | 32 | 2020 | Summer | S, [MVA] | 0 | 0 | 3.6578 | 5.2076 | 4.7969 | 3.8201 | 3.561 | 3.4047 | 3.1249 | 2.4491 | 2.9099 | 3.6383 | 2.8759 | 3.0775 | 3.1496 | 3.0535 | 3.6625 | 3.2567 | 3.428 | 3.4623 | 3.6205 | 3.5746 | 3.2995 | 3.2232 | 3.1971 | 2.7668
TSO | - | 34 | 32 | 2020 | Summer | S, [%] | 0 | 0 | 36.58% | 52.08% | 47.97% | 38.2% | 35.61% | 34.05% | 31.25% | 24.49% | 29.1% | 36.38% | 28.76% | 30.77% | 31.5% | 30.54% | 36.63% | 32.57% | 34.28% | 34.62% | 36.21% | 35.75% | 32.99% | 32.23% | 31.97% | 27.67%
TSO | - | 34 | 32 | 2020 | Summer | S, [MVA] | 0 | 0 | 3.6316 | 5.1683 | 4.7741 | 3.8099 | 3.5472 | 3.4049 | 3.1126 | 2.4294 | 2.8717 | 3.5701 | 2.827 | 3.0185 | 3.0782 | 2.9824 | 3.573 | 3.1941 | 3.3556 | 3.3913 | 3.5765 | 3.5216 | 3.2523 | 3.1769 | 3.1543 | 2.7308
TSO | - | 34 | 32 | 2020 | Summer | S, [%] | 0 | 0 | 36.32% | 51.68% | 47.74% | 38.1% | 35.47% | 34.05% | 31.13% | 24.29% | 28.72% | 35.7% | 28.27% | 30.19% | 30.78% | 29.82% | 35.73% | 31.94% | 33.56% | 33.91% | 35.76% | 35.22% | 32.52% | 31.77% | 31.54% | 27.31%
TSO | - | 34 | 35 | 2020 | Summer | P, [MW] | 0 | 0 | -3.5697 | -5.1285 | -4.7584 | -3.8037 | -3.5298 | -3.4043 | -3.0923 | -2.3128 | -2.5975 | -3.1036 | -2.3316 | -2.41 | -2.201 | -1.9962 | -2.7112 | -2.6161 | -2.6853 | -2.7696 | -3.3984 | -3.2422 | -2.9661 | -2.8796 | -2.8894 | -2.41
TSO | - | 34 | 35 | 2020 | Summer | P, [%] | 0 | 0 | 35.7% | 51.29% | 47.58% | 38.04% | 35.3% | 34.04% | 30.92% | 23.13% | 25.98% | 31.04% | 23.32% | 24.1% | 22.01% | 19.96% | 27.11% | 26.16% | 26.85% | 27.7% | 33.98% | 32.42% | 29.66% | 28.8% | 28.89% | 24.1%
TSO | - | 34 | 35 | 2020 | Summer | P, [MW] | 0 | 0 | 3.5767 | 5.1428 | 4.7704 | 3.8111 | 3.5362 | 3.4102 | 3.0974 | 2.3161 | 2.602 | 3.1107 | 2.3359 | 2.415 | 2.2061 | 2.001 | 2.7182 | 2.6217 | 2.6914 | 2.7758 | 3.4055 | 3.2491 | 2.9719 | 2.8852 | 2.8949 | 2.4139
TSO | - | 34 | 35 | 2020 | Summer | P, [%] | 0 | 0 | 35.77% | 51.43% | 47.7% | 38.11% | 35.36% | 34.1% | 30.97% | 23.16% | 26.02% | 31.11% | 23.36% | 24.15% | 22.06% | 20.01% | 27.18% | 26.22% | 26.91% | 27.76% | 34.06% | 32.49% | 29.72% | 28.85% | 28.95% | 24.14%
TSO | - | 34 | 35 | 2020 | Summer | Q, [MVAr] | 0 | 0 | -0.79819 | -0.90389 | -0.60633 | -0.35449 | -0.47053 | -0.046429 | -0.45041 | -0.80556 | -1.3116 | -1.8986 | -1.6837 | -1.9138 | -2.253 | -2.3107 | -2.4625 | -1.9396 | -2.1309 | -2.0777 | -1.2486 | -1.5053 | -1.4453 | -1.4481 | -1.3685 | -1.3591
TSO | - | 34 | 35 | 2020 | Summer | Q, [%] | 0 | 0 | 7.982% | 9.039% | 6.063% | 3.545% | 4.705% | 0.4643% | 4.504% | 8.056% | 13.12% | 18.99% | 16.84% | 19.14% | 22.53% | 23.11% | 24.62% | 19.4% | 21.31% | 20.78% | 12.49% | 15.05% | 14.45% | 14.48% | 13.69% | 13.59%
TSO | - | 34 | 35 | 2020 | Summer | Q, [MVAr] | 0 | 0 | 0.49567 | 0.61136 | 0.30456 | 0.041175 | 0.15619 | -0.27475 | 0.1458 | 0.51447 | 1.0209 | 1.6076 | 1.3925 | 1.6205 | 1.9603 | 2.0175 | 2.1695 | 1.6451 | 1.8367 | 1.7831 | 0.9607 | 1.2166 | 1.1546 | 1.1574 | 1.0739 | 1.0529
TSO | - | 34 | 35 | 2020 | Summer | Q, [%] | 0 | 0 | 4.957% | 6.114% | 3.046% | 0.4117% | 1.562% | 2.747% | 1.458% | 5.145% | 10.21% | 16.08% | 13.92% | 16.2% | 19.6% | 20.17% | 21.69% | 16.45% | 18.37% | 17.83% | 9.607% | 12.17% | 11.55% | 11.57% | 10.74% | 10.53%
TSO | - | 34 | 35 | 2020 | Summer | S, [MVA] | 0 | 0 | 3.6578 | 5.2076 | 4.7969 | 3.8201 | 3.561 | 3.4047 | 3.1249 | 2.4491 | 2.9099 | 3.6383 | 2.8759 | 3.0775 | 3.1496 | 3.0535 | 3.6625 | 3.2567 | 3.428 | 3.4623 | 3.6205 | 3.5746 | 3.2995 | 3.2232 | 3.1971 | 2.7668
TSO | - | 34 | 35 | 2020 | Summer | S, [%] | 0 | 0 | 36.58% | 52.08% | 47.97% | 38.2% | 35.61% | 34.05% | 31.25% | 24.49% | 29.1% | 36.38% | 28.76% | 30.77% | 31.5% | 30.54% | 36.63% | 32.57% | 34.28% | 34.62% | 36.21% | 35.75% | 32.99% | 32.23% | 31.97% | 27.67%
TSO | - | 34 | 35 | 2020 | Summer | S, [MVA] | 0 | 0 | 3.6109 | 5.179 | 4.7801 | 3.8113 | 3.5397 | 3.4213 | 3.1009 | 2.3725 | 2.7952 | 3.5015 | 2.7195 | 2.9083 | 2.9512 | 2.8415 | 3.4778 | 3.0951 | 3.2584 | 3.2992 | 3.5385 | 3.4694 | 3.1883 | 3.1087 | 3.0876 | 2.6336
TSO | - | 34 | 35 | 2020 | Summer | S, [%] | 0 | 0 | 36.11% | 51.79% | 47.8% | 38.11% | 35.4% | 34.21% | 31.01% | 23.73% | 27.95% | 35.02% | 27.19% | 29.08% | 29.51% | 28.42% | 34.78% | 30.95% | 32.58% | 32.99% | 35.38% | 34.69% | 31.88% | 31.09% | 30.88% | 26.34%
TSO | - | 35 | 36 | 2020 | Summer | P, [MW] | 0 | 0 | -7.561 | -8.9434 | -8.3823 | -7.5849 | -7.2741 | -7.1839 | -8.1996 | -7.9941 | -8.6117 | -8.762 | -7.8236 | -8.283 | -7.9729 | -7.3891 | -7.9377 | -7.6664 | -7.7345 | -7.6027 | -8.3492 | -8.4336 | -8.078 | -8.2988 | -7.9603 | -6.7895
TSO | - | 35 | 36 | 2020 | Summer | P, [%] | 0 | 0 | 15.12% | 17.89% | 16.76% | 15.17% | 14.55% | 14.37% | 16.4% | 15.99% | 17.22% | 17.52% | 15.65% | 16.57% | 15.95% | 14.78% | 15.88% | 15.33% | 15.47% | 15.21% | 16.7% | 16.87% | 16.16% | 16.6% | 15.92% | 13.58%
TSO | - | 35 | 36 | 2020 | Summer | P, [MW] | 0 | 0 | 7.586 | 8.9783 | 8.4125 | 7.6093 | 7.2966 | 7.2057 | 8.2296 | 8.0268 | 8.6512 | 8.8031 | 7.8576 | 8.3237 | 8.0121 | 7.4242 | 7.9734 | 7.6973 | 7.7661 | 7.6322 | 8.383 | 8.4682 | 8.1094 | 8.3332 | 7.9901 | 6.8102
TSO | - | 35 | 36 | 2020 | Summer | P, [%] | 0 | 0 | 15.17% | 17.96% | 16.82% | 15.22% | 14.59% | 14.41% | 16.46% | 16.05% | 17.3% | 17.61% | 15.72% | 16.65% | 16.02% | 14.85% | 15.95% | 15.39% | 15.53% | 15.26% | 16.77% | 16.94% | 16.22% | 16.67% | 15.98% | 13.62%
TSO | - | 35 | 36 | 2020 | Summer | Q, [MVAr] | 0 | 0 | -0.10678 | -0.11136 | 0.19544 | 0.34771 | 0.28825 | 0.8303 | -1.0347 | -2.6256 | -3.4654 | -3.7743 | -3.6147 | -4.6205 | -4.7936 | -4.7952 | -4.0584 | -3.1451 | -3.2811 | -2.8386 | -2.0163 | -2.1611 | -1.8768 | -2.5463 | -1.6295 | -0.99732
TSO | - | 35 | 36 | 2020 | Summer | Q, [%] | 0 | 0 | 0.2136% | 0.2227% | 0.3909% | 0.6954% | 0.5765% | 1.661% | 2.069% | 5.251% | 6.931% | 7.549% | 7.229% | 9.241% | 9.587% | 9.59% | 8.117% | 6.29% | 6.562% | 5.677% | 4.033% | 4.322% | 3.754% | 5.093% | 3.259% | 1.995%
TSO | - | 35 | 36 | 2020 | Summer | Q, [MVAr] | 0 | 0 | -0.019329 | -0.0031318 | -0.31857 | -0.48029 | -0.42299 | -0.9687 | 0.915 | 2.5174 | 3.3647 | 3.6735 | 3.5071 | 4.5196 | 4.6909 | 4.6875 | 3.9497 | 3.031 | 3.1677 | 2.7223 | 1.908 | 2.0536 | 1.7652 | 2.4386 | 1.5143 | 0.86621
TSO | - | 35 | 36 | 2020 | Summer | Q, [%] | 0 | 0 | 0.03866% | 0.006264% | 0.6371% | 0.9606% | 0.846% | 1.937% | 1.83% | 5.035% | 6.729% | 7.347% | 7.014% | 9.039% | 9.382% | 9.375% | 7.899% | 6.062% | 6.335% | 5.445% | 3.816% | 4.107% | 3.53% | 4.877% | 3.029% | 1.732%
TSO | - | 35 | 36 | 2020 | Summer | S, [MVA] | 0 | 0 | 7.5617 | 8.9441 | 8.3846 | 7.5929 | 7.2798 | 7.2317 | 8.2647 | 8.4142 | 9.2828 | 9.5403 | 8.6183 | 9.4846 | 9.303 | 8.8087 | 8.915 | 8.2864 | 8.4016 | 8.1154 | 8.5892 | 8.7061 | 8.2932 | 8.6806 | 8.1254 | 6.8624
TSO | - | 35 | 36 | 2020 | Summer | S, [%] | 0 | 0 | 15.12% | 17.89% | 16.77% | 15.19% | 14.56% | 14.46% | 16.53% | 16.83% | 18.57% | 19.08% | 17.24% | 18.97% | 18.61% | 17.62% | 17.83% | 16.57% | 16.8% | 16.23% | 17.18% | 17.41% | 16.59% | 17.36% | 16.25% | 13.72%
TSO | - | 35 | 36 | 2020 | Summer | S, [MVA] | 0 | 0 | 7.5861 | 8.9783 | 8.4185 | 7.6245 | 7.3089 | 7.2705 | 8.2803 | 8.4122 | 9.2825 | 9.5389 | 8.6047 | 9.4716 | 9.2843 | 8.7801 | 8.898 | 8.2725 | 8.3873 | 8.1032 | 8.5974 | 8.7137 | 8.2993 | 8.6827 | 8.1323 | 6.8651
TSO | - | 35 | 36 | 2020 | Summer | S, [%] | 0 | 0 | 15.17% | 17.96% | 16.84% | 15.25% | 14.62% | 14.54% | 16.56% | 16.82% | 18.56% | 19.08% | 17.21% | 18.94% | 18.57% | 17.56% | 17.8% | 16.55% | 16.77% | 16.21% | 17.19% | 17.43% | 16.6% | 17.37% | 16.26% | 13.73%
TSO | - | 36 | 37 | 2020 | Summer | P, [MW] | 0 | 0 | -10.0258 | -10.7004 | -10.4857 | -9.6852 | -9.5811 | -9.8672 | -10.9979 | -10.7869 | -11.9041 | -11.7127 | -10.721 | -11.2424 | -10.7486 | -10.0094 | -10.1826 | -9.9017 | -10.0653 | -9.9709 | -10.8151 | -11.1021 | -10.4356 | -10.9111 | -10.1665 | -8.5916
TSO | - | 36 | 37 | 2020 | Summer | P, [%] | 0 | 0 | 20.05% | 21.4% | 20.97% | 19.37% | 19.16% | 19.73% | 22% | 21.57% | 23.81% | 23.43% | 21.44% | 22.48% | 21.5% | 20.02% | 20.37% | 19.8% | 20.13% | 19.94% | 21.63% | 22.2% | 20.87% | 21.82% | 20.33% | 17.18%
TSO | - | 36 | 37 | 2020 | Summer | P, [MW] | 0 | 0 | 10.0554 | 10.7341 | 10.5178 | 9.7122 | 9.6075 | 9.8952 | 11.0336 | 10.8252 | 11.9516 | 11.7586 | 10.7602 | 11.2875 | 10.7921 | 10.0481 | 10.2194 | 9.9343 | 10.0985 | 10.0028 | 10.8521 | 11.1412 | 10.4699 | 10.9494 | 10.1984 | 8.6135
TSO | - | 36 | 37 | 2020 | Summer | P, [%] | 0 | 0 | 20.11% | 21.47% | 21.04% | 19.42% | 19.21% | 19.79% | 22.07% | 21.65% | 23.9% | 23.52% | 21.52% | 22.57% | 21.58% | 20.1% | 20.44% | 19.87% | 20.2% | 20.01% | 21.7% | 22.28% | 20.94% | 21.9% | 20.4% | 17.23%
TSO | - | 36 | 37 | 2020 | Summer | Q, [MVAr] | 0 | 0 | 0.66911 | 0.95779 | 1.2819 | 1.1786 | 1.0796 | 1.6526 | -0.70184 | -2.7183 | -3.5388 | -3.7683 | -3.5798 | -4.7121 | -5.2454 | -5.1871 | -4.3021 | -3.0991 | -2.9986 | -2.5375 | -1.8751 | -2.0878 | -1.7869 | -2.5026 | -1.4149 | -0.78639
TSO | - | 36 | 37 | 2020 | Summer | Q, [%] | 0 | 0 | 1.338% | 1.916% | 2.564% | 2.357% | 2.159% | 3.305% | 1.404% | 5.437% | 7.078% | 7.537% | 7.16% | 9.424% | 10.49% | 10.37% | 8.604% | 6.198% | 5.997% | 5.075% | 3.75% | 4.176% | 3.574% | 5.005% | 2.83% | 1.573%
TSO | - | 36 | 37 | 2020 | Summer | Q, [MVAr] | 0 | 0 | -0.63168 | -0.91521 | -1.2414 | -1.1446 | -1.0463 | -1.6173 | 0.74692 | 2.7666 | 3.5986 | 3.8262 | 3.6293 | 4.7691 | 5.3003 | 5.2359 | 4.3485 | 3.1402 | 3.0406 | 2.5777 | 1.9217 | 2.1371 | 1.8302 | 2.551 | 1.4552 | 0.81407
TSO | - | 36 | 37 | 2020 | Summer | Q, [%] | 0 | 0 | 1.263% | 1.83% | 2.483% | 2.289% | 2.093% | 3.235% | 1.494% | 5.533% | 7.197% | 7.652% | 7.259% | 9.538% | 10.6% | 10.47% | 8.697% | 6.28% | 6.081% | 5.155% | 3.843% | 4.274% | 3.66% | 5.102% | 2.91% | 1.628%
TSO | - | 36 | 37 | 2020 | Summer | S, [MVA] | 0 | 0 | 10.0481 | 10.7431 | 10.5637 | 9.7567 | 9.6417 | 10.0047 | 11.0202 | 11.1241 | 12.419 | 12.304 | 11.3028 | 12.1899 | 11.9602 | 11.2736 | 11.0541 | 10.3754 | 10.5024 | 10.2887 | 10.9764 | 11.2967 | 10.5875 | 11.1944 | 10.2644 | 8.6275
TSO | - | 36 | 37 | 2020 | Summer | S, [%] | 0 | 0 | 20.1% | 21.49% | 21.13% | 19.51% | 19.28% | 20.01% | 22.04% | 22.25% | 24.84% | 24.61% | 22.61% | 24.38% | 23.92% | 22.55% | 22.11% | 20.75% | 21% | 20.58% | 21.95% | 22.59% | 21.17% | 22.39% | 20.53% | 17.25%
TSO | - | 36 | 37 | 2020 | Summer | S, [MVA] | 0 | 0 | 10.0752 | 10.773 | 10.5908 | 9.7794 | 9.6643 | 10.0265 | 11.0588 | 11.1732 | 12.4816 | 12.3655 | 11.3558 | 12.2536 | 12.0234 | 11.3304 | 11.1062 | 10.4187 | 10.5463 | 10.3296 | 11.0209 | 11.3443 | 10.6287 | 11.2427 | 10.3017 | 8.6519
TSO | - | 36 | 37 | 2020 | Summer | S, [%] | 0 | 0 | 20.15% | 21.55% | 21.18% | 19.56% | 19.33% | 20.05% | 22.12% | 22.35% | 24.96% | 24.73% | 22.71% | 24.51% | 24.05% | 22.66% | 22.21% | 20.84% | 21.09% | 20.66% | 22.04% | 22.69% | 21.26% | 22.49% | 20.6% | 17.3%
TSO | - | 37 | 38 | 2020 | Summer | P, [MW] | 0 | 0 | -12.7585 | -12.8228 | -12.7996 | -11.983 | -12.0263 | -12.7367 | -14.1346 | -13.9174 | -15.5251 | -15.0923 | -14.0512 | -14.7023 | -14.1027 | -13.2028 | -13.0771 | -12.7855 | -12.9326 | -12.879 | -13.818 | -14.2959 | -13.382 | -14.0843 | -12.9739 | -10.8833
TSO | - | 37 | 38 | 2020 | Summer | P, [%] | 0 | 0 | 25.52% | 25.65% | 25.6% | 23.97% | 24.05% | 25.47% | 28.27% | 27.83% | 31.05% | 30.18% | 28.1% | 29.4% | 28.21% | 26.41% | 26.15% | 25.57% | 25.87% | 25.76% | 27.64% | 28.59% | 26.76% | 28.17% | 25.95% | 21.77%
TSO | - | 37 | 38 | 2020 | Summer | P, [MW] | 0 | 0 | 12.866 | 12.9318 | 12.9076 | 12.0761 | 12.12 | 12.8415 | 14.2659 | 14.0577 | 15.7015 | 15.2586 | 14.1982 | 14.8685 | 14.2649 | 13.3474 | 13.2103 | 12.9047 | 13.0527 | 12.9958 | 13.952 | 14.4396 | 13.5075 | 14.2258 | 13.0896 | 10.9617
TSO | - | 37 | 38 | 2020 | Summer | P, [%] | 0 | 0 | 25.73% | 25.86% | 25.82% | 24.15% | 24.24% | 25.68% | 28.53% | 28.12% | 31.4% | 30.52% | 28.4% | 29.74% | 28.53% | 26.69% | 26.42% | 25.81% | 26.11% | 25.99% | 27.9% | 28.88% | 27.01% | 28.45% | 26.18% | 21.92%
TSO | - | 37 | 38 | 2020 | Summer | Q, [MVAr] | 0 | 0 | 1.0049 | 1.5536 | 1.9697 | 1.7057 | 1.5786 | 2.2675 | -0.70344 | -3.2386 | -4.2369 | -4.4713 | -4.2781 | -5.5839 | -6.5155 | -6.3846 | -5.3756 | -3.7857 | -3.4941 | -2.9758 | -2.3383 | -2.6263 | -2.3163 | -3.1248 | -1.8231 | -1.0123
TSO | - | 37 | 38 | 2020 | Summer | Q, [%] | 0 | 0 | 2.01% | 3.107% | 3.939% | 3.411% | 3.157% | 4.535% | 1.407% | 6.477% | 8.474% | 8.943% | 8.556% | 11.17% | 13.03% | 12.77% | 10.75% | 7.571% | 6.988% | 5.952% | 4.677% | 5.253% | 4.633% | 6.25% | 3.646% | 2.025%
TSO | - | 37 | 38 | 2020 | Summer | Q, [MVAr] | 0 | 0 | -1.0381 | -1.5855 | -2.0064 | -1.7681 | -1.6398 | -2.3148 | 0.70626 | 3.2646 | 4.3169 | 4.533 | 4.3127 | 5.6456 | 6.571 | 6.4132 | 5.3849 | 3.7745 | 3.484 | 2.9606 | 2.353 | 2.6556 | 2.3177 | 3.1507 | 1.8075 | 0.93431
TSO | - | 37 | 38 | 2020 | Summer | Q, [%] | 0 | 0 | 2.076% | 3.171% | 4.013% | 3.536% | 3.28% | 4.63% | 1.413% | 6.529% | 8.634% | 9.066% | 8.625% | 11.29% | 13.14% | 12.83% | 10.77% | 7.549% | 6.968% | 5.921% | 4.706% | 5.311% | 4.635% | 6.301% | 3.615% | 1.869%
TSO | - | 37 | 38 | 2020 | Summer | S, [MVA] | 0 | 0 | 12.798 | 12.9166 | 12.9503 | 12.1038 | 12.1295 | 12.9369 | 14.1521 | 14.2892 | 16.0929 | 15.7407 | 14.6881 | 15.727 | 15.5351 | 14.6655 | 14.1388 | 13.3342 | 13.3963 | 13.2183 | 14.0145 | 14.5351 | 13.581 | 14.4268 | 13.1013 | 10.9302
TSO | - | 37 | 38 | 2020 | Summer | S, [%] | 0 | 0 | 25.6% | 25.83% | 25.9% | 24.21% | 24.26% | 25.87% | 28.3% | 28.58% | 32.19% | 31.48% | 29.38% | 31.45% | 31.07% | 29.33% | 28.28% | 26.67% | 26.79% | 26.44% | 28.03% | 29.07% | 27.16% | 28.85% | 26.2% | 21.86%
TSO | - | 37 | 38 | 2020 | Summer | S, [MVA] | 0 | 0 | 12.9078 | 13.0287 | 13.0626 | 12.2049 | 12.2304 | 13.0484 | 14.2833 | 14.4318 | 16.2842 | 15.9177 | 14.8387 | 15.9043 | 15.7056 | 14.8082 | 14.2656 | 13.4454 | 13.5096 | 13.3288 | 14.149 | 14.6818 | 13.7049 | 14.5705 | 13.2138 | 11.0015
TSO | - | 37 | 38 | 2020 | Summer | S, [%] | 0 | 0 | 25.82% | 26.06% | 26.13% | 24.41% | 24.46% | 26.1% | 28.57% | 28.86% | 32.57% | 31.84% | 29.68% | 31.81% | 31.41% | 29.62% | 28.53% | 26.89% | 27.02% | 26.66% | 28.3% | 29.36% | 27.41% | 29.14% | 26.43% | 22%
TSO | - | 37 | 39 | 2020 | Summer | P, [MW] | 0 | 0 | 2.703 | 2.0887 | 2.2819 | 2.2708 | 2.4188 | 2.8415 | 3.101 | 3.0922 | 3.5735 | 3.3337 | 3.291 | 3.4148 | 3.3106 | 3.1547 | 2.8576 | 2.8513 | 2.834 | 2.8762 | 2.966 | 3.1547 | 2.9121 | 3.1348 | 2.7755 | 2.2698
TSO | - | 37 | 39 | 2020 | Summer | P, [%] | 0 | 0 | 27.03% | 20.89% | 22.82% | 22.71% | 24.19% | 28.41% | 31.01% | 30.92% | 35.74% | 33.34% | 32.91% | 34.15% | 33.11% | 31.55% | 28.58% | 28.51% | 28.34% | 28.76% | 29.66% | 31.55% | 29.12% | 31.35% | 27.75% | 22.7%
TSO | - | 37 | 39 | 2020 | Summer | P, [MW] | 0 | 0 | -2.7012 | -2.0875 | -2.2805 | -2.2695 | -2.4174 | -2.8395 | -3.0987 | -3.0897 | -3.5702 | -3.3308 | -3.2882 | -3.4118 | -3.3075 | -3.1519 | -2.8553 | -2.8492 | -2.832 | -2.8741 | -2.9637 | -3.1522 | -2.9099 | -3.1323 | -2.7735 | -2.2685
TSO | - | 37 | 39 | 2020 | Summer | P, [%] | 0 | 0 | 27.01% | 20.88% | 22.81% | 22.7% | 24.17% | 28.4% | 30.99% | 30.9% | 35.7% | 33.31% | 32.88% | 34.12% | 33.08% | 31.52% | 28.55% | 28.49% | 28.32% | 28.74% | 29.64% | 31.52% | 29.1% | 31.32% | 27.74% | 22.69%
TSO | - | 37 | 39 | 2020 | Summer | Q, [MVAr] | 0 | 0 | -0.37323 | -0.63841 | -0.72835 | -0.56118 | -0.5323 | -0.65014 | -0.043475 | 0.47192 | 0.63827 | 0.64514 | 0.6488 | 0.81486 | 1.2152 | 1.1487 | 1.027 | 0.64552 | 0.45356 | 0.39801 | 0.41659 | 0.48913 | 0.48613 | 0.57381 | 0.36789 | 0.19818
TSO | - | 37 | 39 | 2020 | Summer | Q, [%] | 0 | 0 | 3.732% | 6.384% | 7.283% | 5.612% | 5.323% | 6.501% | 0.4347% | 4.719% | 6.383% | 6.451% | 6.488% | 8.149% | 12.15% | 11.49% | 10.27% | 6.455% | 4.536% | 3.98% | 4.166% | 4.891% | 4.861% | 5.738% | 3.679% | 1.982%
TSO | - | 37 | 39 | 2020 | Summer | Q, [MVAr] | 0 | 0 | 0.37607 | 0.64022 | 0.73049 | 0.5632 | 0.53457 | 0.65323 | 0.047146 | -0.468 | -0.63303 | -0.64062 | -0.64432 | -0.81002 | -1.2103 | -1.1443 | -1.0234 | -0.64217 | -0.45034 | -0.39472 | -0.41302 | -0.48509 | -0.48267 | -0.56978 | -0.3648 | -0.1962
TSO | - | 37 | 39 | 2020 | Summer | Q, [%] | 0 | 0 | 3.761% | 6.402% | 7.305% | 5.632% | 5.346% | 6.532% | 0.4715% | 4.68% | 6.33% | 6.406% | 6.443% | 8.1% | 12.1% | 11.44% | 10.23% | 6.422% | 4.503% | 3.947% | 4.13% | 4.851% | 4.827% | 5.698% | 3.648% | 1.962%
TSO | - | 37 | 39 | 2020 | Summer | S, [MVA] | 0 | 0 | 2.7287 | 2.1841 | 2.3953 | 2.3391 | 2.4767 | 2.9149 | 3.1013 | 3.128 | 3.6301 | 3.3955 | 3.3543 | 3.5107 | 3.5266 | 3.3573 | 3.0366 | 2.9235 | 2.8701 | 2.9036 | 2.9951 | 3.1924 | 2.9524 | 3.1869 | 2.7998 | 2.2784
TSO | - | 37 | 39 | 2020 | Summer | S, [%] | 0 | 0 | 27.29% | 21.84% | 23.95% | 23.39% | 24.77% | 29.15% | 31.01% | 31.28% | 36.3% | 33.96% | 33.54% | 35.11% | 35.27% | 33.57% | 30.37% | 29.23% | 28.7% | 29.04% | 29.95% | 31.92% | 29.52% | 31.87% | 28% | 22.78%
TSO | - | 37 | 39 | 2020 | Summer | S, [MVA] | 0 | 0 | 2.7273 | 2.1835 | 2.3947 | 2.3384 | 2.4758 | 2.9137 | 3.0991 | 3.125 | 3.6259 | 3.3919 | 3.3507 | 3.5066 | 3.522 | 3.3532 | 3.0332 | 2.9207 | 2.8676 | 2.9011 | 2.9924 | 3.1893 | 2.9497 | 3.1837 | 2.7974 | 2.277
TSO | - | 37 | 39 | 2020 | Summer | S, [%] | 0 | 0 | 27.27% | 21.84% | 23.95% | 23.38% | 24.76% | 29.14% | 30.99% | 31.25% | 36.26% | 33.92% | 33.51% | 35.07% | 35.22% | 33.53% | 30.33% | 29.21% | 28.68% | 29.01% | 29.92% | 31.89% | 29.5% | 31.84% | 27.97% | 22.77%
TSO | - | 36 | 40 | 2020 | Summer | P, [MW] | 0 | 0 | 2.4397 | 1.722 | 2.0732 | 2.0759 | 2.2845 | 2.6615 | 2.7683 | 2.7601 | 3.2529 | 2.9096 | 2.8634 | 2.9187 | 2.7365 | 2.5852 | 2.2093 | 2.2044 | 2.2991 | 2.3387 | 2.4321 | 2.6339 | 2.3261 | 2.5779 | 2.1764 | 1.7814
TSO | - | 36 | 40 | 2020 | Summer | P, [%] | 0 | 0 | 24.4% | 17.22% | 20.73% | 20.76% | 22.84% | 26.62% | 27.68% | 27.6% | 32.53% | 29.1% | 28.63% | 29.19% | 27.36% | 25.85% | 22.09% | 22.04% | 22.99% | 23.39% | 24.32% | 26.34% | 23.26% | 25.78% | 21.76% | 17.81%
TSO | - | 36 | 40 | 2020 | Summer | P, [MW] | 0 | 0 | -2.4378 | -1.7209 | -2.0716 | -2.0745 | -2.2828 | -2.6594 | -2.7659 | -2.7577 | -3.2496 | -2.9069 | -2.8608 | -2.916 | -2.734 | -2.5831 | -2.2077 | -2.2029 | -2.2974 | -2.337 | -2.4302 | -2.6317 | -2.3244 | -2.5758 | -2.1749 | -1.7804
TSO | - | 36 | 40 | 2020 | Summer | P, [%] | 0 | 0 | 24.38% | 17.21% | 20.72% | 20.74% | 22.83% | 26.59% | 27.66% | 27.58% | 32.5% | 29.07% | 28.61% | 29.16% | 27.34% | 25.83% | 22.08% | 22.03% | 22.97% | 23.37% | 24.3% | 26.32% | 23.24% | 25.76% | 21.75% | 17.8%
TSO | - | 36 | 40 | 2020 | Summer | Q, [MVAr] | 0 | 0 | -0.64978 | -0.95466 | -0.96328 | -0.69835 | -0.65663 | -0.68392 | -0.21317 | 0.20091 | 0.17406 | 0.09477 | 0.072729 | 0.19251 | 0.55449 | 0.49959 | 0.35237 | 0.068087 | -0.16916 | -0.18478 | -0.032918 | 0.034208 | 0.021719 | 0.064002 | -0.099427 | -0.079824
TSO | - | 36 | 40 | 2020 | Summer | Q, [%] | 0 | 0 | 6.498% | 9.547% | 9.633% | 6.983% | 6.566% | 6.839% | 2.132% | 2.009% | 1.741% | 0.9477% | 0.7273% | 1.925% | 5.545% | 4.996% | 3.524% | 0.6809% | 1.692% | 1.848% | 0.3292% | 0.3421% | 0.2172% | 0.64% | 0.9943% | 0.7982%
TSO | - | 36 | 40 | 2020 | Summer | Q, [MVAr] | 0 | 0 | 0.65279 | 0.95648 | 0.96569 | 0.70053 | 0.65921 | 0.68731 | 0.21681 | -0.1971 | -0.16881 | -0.090642 | -0.068677 | -0.18833 | -0.55068 | -0.4962 | -0.34995 | -0.065723 | 0.17174 | 0.18744 | 0.035836 | -0.030793 | -0.019057 | -0.060729 | 0.10174 | 0.08133
TSO | - | 36 | 40 | 2020 | Summer | Q, [%] | 0 | 0 | 6.528% | 9.565% | 9.657% | 7.005% | 6.592% | 6.873% | 2.168% | 1.971% | 1.688% | 0.9064% | 0.6868% | 1.883% | 5.507% | 4.962% | 3.499% | 0.6572% | 1.717% | 1.874% | 0.3584% | 0.3079% | 0.1906% | 0.6073% | 1.017% | 0.8133%
TSO | - | 36 | 40 | 2020 | Summer | S, [MVA] | 0 | 0 | 2.5248 | 1.9689 | 2.286 | 2.1902 | 2.377 | 2.748 | 2.7765 | 2.7674 | 3.2576 | 2.9111 | 2.8643 | 2.925 | 2.7921 | 2.6331 | 2.2372 | 2.2055 | 2.3053 | 2.346 | 2.4323 | 2.6341 | 2.3262 | 2.5787 | 2.1786 | 1.7831
TSO | - | 36 | 40 | 2020 | Summer | S, [%] | 0 | 0 | 25.25% | 19.69% | 22.86% | 21.9% | 23.77% | 27.48% | 27.76% | 27.67% | 32.58% | 29.11% | 28.64% | 29.25% | 27.92% | 26.33% | 22.37% | 22.05% | 23.05% | 23.46% | 24.32% | 26.34% | 23.26% | 25.79% | 21.79% | 17.83%
TSO | - | 36 | 40 | 2020 | Summer | S, [MVA] | 0 | 0 | 2.5237 | 1.9688 | 2.2857 | 2.1896 | 2.3761 | 2.7467 | 2.7744 | 2.7647 | 3.2539 | 2.9084 | 2.8616 | 2.922 | 2.7889 | 2.6303 | 2.2353 | 2.2039 | 2.3039 | 2.3445 | 2.4305 | 2.6318 | 2.3245 | 2.5765 | 2.1772 | 1.7822
TSO | - | 36 | 40 | 2020 | Summer | S, [%] | 0 | 0 | 25.24% | 19.69% | 22.86% | 21.9% | 23.76% | 27.47% | 27.74% | 27.65% | 32.54% | 29.08% | 28.62% | 29.22% | 27.89% | 26.3% | 22.35% | 22.04% | 23.04% | 23.44% | 24.3% | 26.32% | 23.25% | 25.76% | 21.77% | 17.82%
TSO | - | 22 | 38 | 2020 | Summer | P, [MW] | 0 | 0 | -1.9603 | -1.7601 | -1.9706 | -0.84565 | -0.92537 | -1.5943 | -3.1528 | 1.8429 | 0.76464 | -0.50367 | 2.0155 | -1.567 | -2.3514 | -3.0029 | -5.8678 | -5.1286 | -3.2465 | -3.1325 | -3.3005 | -1.9018 | -3.1742 | -4.8782 | -2.7488 | -4.9367
TSO | - | 22 | 38 | 2020 | Summer | P, [%] | 0 | 0 | 19.6% | 17.6% | 19.71% | 8.457% | 9.254% | 15.94% | 31.53% | 18.43% | 7.646% | 5.037% | 20.15% | 15.67% | 23.51% | 30.03% | 58.68% | 51.29% | 32.47% | 31.33% | 33% | 19.02% | 31.74% | 48.78% | 27.49% | 49.37%
TSO | - | 22 | 38 | 2020 | Summer | P, [MW] | 0 | 0 | 1.9616 | 1.7622 | 1.9718 | 0.84589 | 0.92569 | 1.5949 | 3.1554 | -1.8408 | -0.75933 | 0.51438 | -2.0095 | 1.5764 | 2.3604 | 3.0123 | 5.8819 | 5.1395 | 3.2537 | 3.1392 | 3.3028 | 1.9032 | 3.177 | 4.8831 | 2.7508 | 4.9422
TSO | - | 22 | 38 | 2020 | Summer | P, [%] | 0 | 0 | 19.62% | 17.62% | 19.72% | 8.459% | 9.257% | 15.95% | 31.55% | 18.41% | 7.593% | 5.144% | 20.1% | 15.76% | 23.6% | 30.12% | 58.82% | 51.39% | 32.54% | 31.39% | 33.03% | 19.03% | 31.77% | 48.83% | 27.51% | 49.42%
TSO | - | 22 | 38 | 2020 | Summer | Q, [MVAr] | 0 | 0 | -1.6316 | -2.797 | -1.524 | -0.7321 | -0.92943 | -0.7222 | -1.9748 | -2.6899 | -5.1441 | -7.4139 | -5.1165 | -6.7956 | -6.4042 | -6.2728 | -6.1915 | -5.4123 | -5.1585 | -4.9492 | -1.0167 | -1.8802 | -1.9635 | -1.0422 | -1.577 | -2.0463
TSO | - | 22 | 38 | 2020 | Summer | Q, [%] | 0 | 0 | 16.32% | 27.97% | 15.24% | 7.321% | 9.294% | 7.222% | 19.75% | 26.9% | 51.44% | 74.14% | 51.17% | 67.96% | 64.04% | 62.73% | 61.92% | 54.12% | 51.59% | 49.49% | 10.17% | 18.8% | 19.64% | 10.42% | 15.77% | 20.46%
TSO | - | 22 | 38 | 2020 | Summer | Q, [MVAr] | 0 | 0 | 1.6335 | 2.8002 | 1.5257 | 0.73245 | 0.92991 | 0.72306 | 1.9789 | 2.6932 | 5.1523 | 7.4304 | 5.1257 | 6.8101 | 6.418 | 6.2873 | 6.2131 | 5.4289 | 5.1696 | 4.9594 | 1.0204 | 1.8823 | 1.9677 | 1.0497 | 1.58 | 2.0547
TSO | - | 22 | 38 | 2020 | Summer | Q, [%] | 0 | 0 | 16.34% | 28% | 15.26% | 7.325% | 9.299% | 7.231% | 19.79% | 26.93% | 51.52% | 74.3% | 51.26% | 68.1% | 64.18% | 62.87% | 62.13% | 54.29% | 51.7% | 49.59% | 10.2% | 18.82% | 19.68% | 10.5% | 15.8% | 20.55%
TSO | - | 22 | 38 | 2020 | Summer | S, [MVA] | 0 | 0 | 2.5505 | 3.3047 | 2.4911 | 1.1185 | 1.3115 | 1.7502 | 3.7202 | 3.2607 | 5.2006 | 7.431 | 5.4992 | 6.974 | 6.8222 | 6.9545 | 8.5303 | 7.4563 | 6.0951 | 5.8572 | 3.4535 | 2.6743 | 3.7324 | 4.9883 | 3.1691 | 5.344
TSO | - | 22 | 38 | 2020 | Summer | S, [%] | 0 | 0 | 25.51% | 33.05% | 24.91% | 11.19% | 13.12% | 17.5% | 37.2% | 32.61% | 52.01% | 74.31% | 54.99% | 69.74% | 68.22% | 69.55% | 85.3% | 74.56% | 60.95% | 58.57% | 34.54% | 26.74% | 37.32% | 49.88% | 31.69% | 53.44%
TSO | - | 22 | 38 | 2020 | Summer | S, [MVA] | 0 | 0 | 2.5527 | 3.3085 | 2.4931 | 1.1189 | 1.3121 | 1.7511 | 3.7246 | 3.2622 | 5.2079 | 7.4481 | 5.5055 | 6.9902 | 6.8383 | 6.9716 | 8.5557 | 7.4758 | 6.1083 | 5.8694 | 3.4569 | 2.6768 | 3.737 | 4.9946 | 3.1723 | 5.3523
TSO | - | 22 | 38 | 2020 | Summer | S, [%] | 0 | 0 | 25.53% | 33.09% | 24.93% | 11.19% | 13.12% | 17.51% | 37.25% | 32.62% | 52.08% | 74.48% | 55.06% | 69.9% | 68.38% | 69.72% | 85.56% | 74.76% | 61.08% | 58.69% | 34.57% | 26.77% | 37.37% | 49.95% | 31.72% | 53.52%
TSO | - | 11 | 41 | 2020 | Summer | P, [MW] | 0 | 0 | 6.052 | 5.9912 | 5.0771 | 5.0322 | 4.981 | 5.1928 | 6.779 | 7.734 | 8.0122 | 7.9184 | 7.6761 | 8.4299 | 8.4121 | 8.4632 | 8.1547 | 7.8476 | 7.6906 | 7.72 | 7.7721 | 8.1514 | 8.2757 | 8.4621 | 7.6893 | 6.4731
TSO | - | 11 | 41 | 2020 | Summer | P, [%] | 0 | 0 | 8.646% | 8.559% | 7.253% | 7.189% | 7.116% | 7.418% | 9.684% | 11.05% | 11.45% | 11.31% | 10.97% | 12.04% | 12.02% | 12.09% | 11.65% | 11.21% | 10.99% | 11.03% | 11.1% | 11.64% | 11.82% | 12.09% | 10.98% | 9.247%
TSO | - | 11 | 41 | 2020 | Summer | P, [MW] | 0 | 0 | -6.052 | -5.9912 | -5.0771 | -5.0322 | -4.981 | -5.1928 | -6.779 | -7.734 | -8.0122 | -7.9184 | -7.6761 | -8.4299 | -8.4121 | -8.4632 | -8.1547 | -7.8476 | -7.6906 | -7.72 | -7.7721 | -8.1514 | -8.2757 | -8.4621 | -7.6893 | -6.4731
TSO | - | 11 | 41 | 2020 | Summer | P, [%] | 0 | 0 | 8.646% | 8.559% | 7.253% | 7.189% | 7.116% | 7.418% | 9.684% | 11.05% | 11.45% | 11.31% | 10.97% | 12.04% | 12.02% | 12.09% | 11.65% | 11.21% | 10.99% | 11.03% | 11.1% | 11.64% | 11.82% | 12.09% | 10.98% | 9.247%
TSO | - | 11 | 41 | 2020 | Summer | Q, [MVAr] | 0 | 0 | -2.1074 | -2.2674 | -2.6256 | -2.6578 | -2.6228 | -2.845 | -1.3568 | 0.94164 | 1.5166 | 1.7765 | 1.2496 | 2.1671 | 2.6329 | 2.4406 | 1.8363 | 0.91448 | 1.0764 | 1.1006 | 0.60919 | 0.41451 | 0.36518 | 0.30469 | -0.57829 | -1.3938
TSO | - | 11 | 41 | 2020 | Summer | Q, [%] | 0 | 0 | 3.011% | 3.239% | 3.751% | 3.797% | 3.747% | 4.064% | 1.938% | 1.345% | 2.167% | 2.538% | 1.785% | 3.096% | 3.761% | 3.487% | 2.623% | 1.306% | 1.538% | 1.572% | 0.8703% | 0.5922% | 0.5217% | 0.4353% | 0.8261% | 1.991%
TSO | - | 11 | 41 | 2020 | Summer | Q, [MVAr] | 0 | 0 | 2.4184 | 2.5745 | 2.8695 | 2.8984 | 2.859 | 3.1035 | 1.7201 | -0.47894 | -1.0211 | -1.2989 | -0.80053 | -1.6202 | -2.0711 | -1.8788 | -1.3297 | -0.45416 | -0.63667 | -0.65716 | -0.15066 | 0.086012 | 0.15268 | 0.23655 | 1.0283 | 1.7261
TSO | - | 11 | 41 | 2020 | Summer | Q, [%] | 0 | 0 | 3.455% | 3.678% | 4.099% | 4.141% | 4.084% | 4.434% | 2.457% | 0.6842% | 1.459% | 1.856% | 1.144% | 2.315% | 2.959% | 2.684% | 1.9% | 0.6488% | 0.9095% | 0.9388% | 0.2152% | 0.1229% | 0.2181% | 0.3379% | 1.469% | 2.466%
TSO | - | 11 | 41 | 2020 | Summer | S, [MVA] | 0 | 0 | 6.4084 | 6.4059 | 5.7159 | 5.691 | 5.6293 | 5.9211 | 6.9135 | 7.7911 | 8.1544 | 8.1152 | 7.7771 | 8.704 | 8.8145 | 8.8081 | 8.3589 | 7.9007 | 7.7656 | 7.798 | 7.796 | 8.1619 | 8.2838 | 8.4676 | 7.7111 | 6.6214
TSO | - | 11 | 41 | 2020 | Summer | S, [%] | 0 | 0 | 9.155% | 9.151% | 8.166% | 8.13% | 8.042% | 8.459% | 9.876% | 11.13% | 11.65% | 11.59% | 11.11% | 12.43% | 12.59% | 12.58% | 11.94% | 11.29% | 11.09% | 11.14% | 11.14% | 11.66% | 11.83% | 12.1% | 11.02% | 9.459%
TSO | - | 11 | 41 | 2020 | Summer | S, [MVA] | 0 | 0 | 6.5173 | 6.5209 | 5.8319 | 5.8073 | 5.7432 | 6.0496 | 6.9939 | 7.7488 | 8.077 | 8.0242 | 7.7177 | 8.5842 | 8.6633 | 8.6693 | 8.2624 | 7.8607 | 7.7169 | 7.7479 | 7.7736 | 8.1518 | 8.2772 | 8.4654 | 7.7578 | 6.6992
TSO | - | 11 | 41 | 2020 | Summer | S, [%] | 0 | 0 | 9.31% | 9.316% | 8.331% | 8.296% | 8.205% | 8.642% | 9.991% | 11.07% | 11.54% | 11.46% | 11.03% | 12.26% | 12.38% | 12.38% | 11.8% | 11.23% | 11.02% | 11.07% | 11.11% | 11.65% | 11.82% | 12.09% | 11.08% | 9.57%
TSO | - | 41 | 42 | 2020 | Summer | P, [MW] | 0 | 0 | 6.0476 | 6.0458 | 4.8541 | 5.0908 | 4.96 | 5.1366 | 6.7337 | 7.6494 | 8.012 | 8.3227 | 7.8147 | 8.4336 | 8.3721 | 8.4006 | 7.7257 | 7.5703 | 7.3448 | 7.3733 | 7.4203 | 8.1031 | 8.038 | 8.4312 | 8.0868 | 6.6414
TSO | - | 41 | 42 | 2020 | Summer | P, [%] | 0 | 0 | 12.1% | 12.09% | 9.708% | 10.18% | 9.92% | 10.27% | 13.47% | 15.3% | 16.02% | 16.65% | 15.63% | 16.87% | 16.74% | 16.8% | 15.45% | 15.14% | 14.69% | 14.75% | 14.84% | 16.21% | 16.08% | 16.86% | 16.17% | 13.28%
TSO | - | 41 | 42 | 2020 | Summer | P, [MW] | 0 | 0 | -5.9684 | -5.9656 | -4.7982 | -5.0309 | -4.9036 | -5.076 | -6.6384 | -7.5152 | -7.8642 | -8.1599 | -7.6735 | -8.2603 | -8.195 | -8.2246 | -7.5842 | -7.4428 | -7.2273 | -7.257 | -7.3024 | -7.9612 | -7.8999 | -8.2808 | -7.9511 | -6.5503
TSO | - | 41 | 42 | 2020 | Summer | P, [%] | 0 | 0 | 11.94% | 11.93% | 9.596% | 10.06% | 9.807% | 10.15% | 13.28% | 15.03% | 15.73% | 16.32% | 15.35% | 16.52% | 16.39% | 16.45% | 15.17% | 14.89% | 14.45% | 14.51% | 14.6% | 15.92% | 15.8% | 16.56% | 15.9% | 13.1%
TSO | - | 41 | 42 | 2020 | Summer | Q, [MVAr] | 0 | 0 | -1.5972 | -1.8963 | -2.1598 | -2.117 | -1.9822 | -2.1642 | -1.0489 | 2.1159 | 2.4896 | 3.1827 | 2.5803 | 3.6559 | 3.9418 | 3.8231 | 3.0457 | 2.1457 | 1.9054 | 1.6137 | 1.0723 | 1.5768 | 1.2243 | 1.0006 | 0.50873 | -0.63652
TSO | - | 41 | 42 | 2020 | Summer | Q, [%] | 0 | 0 | 3.194% | 3.793% | 4.32% | 4.234% | 3.964% | 4.328% | 2.098% | 4.232% | 4.979% | 6.365% | 5.161% | 7.312% | 7.884% | 7.646% | 6.091% | 4.291% | 3.811% | 3.227% | 2.145% | 3.154% | 2.449% | 2.001% | 1.017% | 1.273%
TSO | - | 41 | 42 | 2020 | Summer | Q, [MVAr] | 0 | 0 | 1.7318 | 2.0326 | 2.2549 | 2.2189 | 2.0782 | 2.2673 | 1.211 | -1.8877 | -2.2384 | -2.9059 | -2.3403 | -3.3612 | -3.6406 | -3.5238 | -2.8052 | -1.9289 | -1.7056 | -1.4159 | -0.87183 | -1.3355 | -0.98947 | -0.74474 | -0.27799 | 0.79142
TSO | - | 41 | 42 | 2020 | Summer | Q, [%] | 0 | 0 | 3.464% | 4.065% | 4.51% | 4.438% | 4.156% | 4.535% | 2.422% | 3.775% | 4.477% | 5.812% | 4.681% | 6.722% | 7.281% | 7.048% | 5.61% | 3.858% | 3.411% | 2.832% | 1.744% | 2.671% | 1.979% | 1.489% | 0.556% | 1.583%
TSO | - | 41 | 42 | 2020 | Summer | S, [MVA] | 0 | 0 | 6.2549 | 6.3362 | 5.3129 | 5.5135 | 5.3414 | 5.5739 | 6.8149 | 7.9366 | 8.3899 | 8.9104 | 8.2296 | 9.1919 | 9.2537 | 9.2296 | 8.3044 | 7.8685 | 7.5879 | 7.5478 | 7.4974 | 8.2551 | 8.1307 | 8.4904 | 8.1028 | 6.6719
TSO | - | 41 | 42 | 2020 | Summer | S, [%] | 0 | 0 | 12.51% | 12.67% | 10.63% | 11.03% | 10.68% | 11.15% | 13.63% | 15.87% | 16.78% | 17.82% | 16.46% | 18.38% | 18.51% | 18.46% | 16.61% | 15.74% | 15.18% | 15.1% | 14.99% | 16.51% | 16.26% | 16.98% | 16.21% | 13.34%
TSO | - | 41 | 42 | 2020 | Summer | S, [MVA] | 0 | 0 | 6.2146 | 6.3024 | 5.3016 | 5.4985 | 5.3258 | 5.5593 | 6.7479 | 7.7487 | 8.1766 | 8.6619 | 8.0225 | 8.918 | 8.9673 | 8.9477 | 8.0864 | 7.6887 | 7.4258 | 7.3938 | 7.3543 | 8.0725 | 7.9616 | 8.3142 | 7.956 | 6.598
TSO | - | 41 | 42 | 2020 | Summer | S, [%] | 0 | 0 | 12.43% | 12.6% | 10.6% | 11% | 10.65% | 11.12% | 13.5% | 15.5% | 16.35% | 17.32% | 16.04% | 17.84% | 17.93% | 17.9% | 16.17% | 15.38% | 14.85% | 14.79% | 14.71% | 16.14% | 15.92% | 16.63% | 15.91% | 13.2%
TSO | - | 41 | 43 | 2020 | Summer | P, [MW] | 0 | 0 | -7.6506 | -7.5711 | -6.2702 | -6.5755 | -6.4158 | -6.4232 | -8.6135 | -10.0651 | -10.6128 | -11.0239 | -10.7047 | -11.6102 | -11.5848 | -11.4751 | -10.622 | -10.2133 | -10.1844 | -10.2233 | -10.2029 | -10.7056 | -10.8693 | -11.1161 | -10.4552 | -8.6628
TSO | - | 41 | 43 | 2020 | Summer | P, [%] | 0 | 0 | 15.3% | 15.14% | 12.54% | 13.15% | 12.83% | 12.85% | 17.23% | 20.13% | 21.23% | 22.05% | 21.41% | 23.22% | 23.17% | 22.95% | 21.24% | 20.43% | 20.37% | 20.45% | 20.41% | 21.41% | 21.74% | 22.23% | 20.91% | 17.33%
TSO | - | 41 | 43 | 2020 | Summer | P, [MW] | 0 | 0 | 7.6506 | 7.5711 | 6.2702 | 6.5755 | 6.4158 | 6.4232 | 8.6135 | 10.0651 | 10.6128 | 11.0239 | 10.7047 | 11.6102 | 11.5848 | 11.4751 | 10.622 | 10.2133 | 10.1844 | 10.2233 | 10.2029 | 10.7056 | 10.8693 | 11.1161 | 10.4552 | 8.6628
TSO | - | 41 | 43 | 2020 | Summer | P, [%] | 0 | 0 | 15.3% | 15.14% | 12.54% | 13.15% | 12.83% | 12.85% | 17.23% | 20.13% | 21.23% | 22.05% | 21.41% | 23.22% | 23.17% | 22.95% | 21.24% | 20.43% | 20.37% | 20.45% | 20.41% | 21.41% | 21.74% | 22.23% | 20.91% | 17.33%
TSO | - | 41 | 43 | 2020 | Summer | Q, [MVAr] | 0 | 0 | 3.3951 | 3.5812 | 3.877 | 3.9879 | 3.9439 | 4.1873 | 2.509 | -0.45579 | -1.1571 | -1.4603 | -0.80946 | -1.8689 | -2.457 | -2.2206 | -1.5535 | -0.37081 | -0.58468 | -0.61188 | 0.035589 | 0.33902 | 0.44824 | 0.55941 | 1.6157 | 2.5542
TSO | - | 41 | 43 | 2020 | Summer | Q, [%] | 0 | 0 | 6.79% | 7.162% | 7.754% | 7.976% | 7.888% | 8.375% | 5.018% | 0.9116% | 2.314% | 2.921% | 1.619% | 3.738% | 4.914% | 4.441% | 3.107% | 0.7416% | 1.169% | 1.224% | 0.07118% | 0.678% | 0.8965% | 1.119% | 3.231% | 5.108%
TSO | - | 41 | 43 | 2020 | Summer | Q, [MVAr] | 0 | 0 | -3.1129 | -3.3026 | -3.6626 | -3.7558 | -3.7205 | -3.9588 | -2.1802 | 0.88609 | 1.6333 | 1.9648 | 1.2874 | 2.4335 | 3.0345 | 2.7824 | 2.0239 | 0.79883 | 1.0074 | 1.0381 | 0.39891 | 0.1363 | 0.043812 | -0.04477 | -1.1553 | -2.222
TSO | - | 41 | 43 | 2020 | Summer | Q, [%] | 0 | 0 | 6.226% | 6.605% | 7.325% | 7.512% | 7.441% | 7.918% | 4.36% | 1.772% | 3.267% | 3.93% | 2.575% | 4.867% | 6.069% | 5.565% | 4.048% | 1.598% | 2.015% | 2.076% | 0.7978% | 0.2726% | 0.08762% | 0.08954% | 2.311% | 4.444%
TSO | - | 41 | 43 | 2020 | Summer | S, [MVA] | 0 | 0 | 8.3701 | 8.3754 | 7.372 | 7.6903 | 7.5311 | 7.6675 | 8.9715 | 10.0754 | 10.6757 | 11.1202 | 10.7353 | 11.7596 | 11.8425 | 11.688 | 10.735 | 10.22 | 10.2012 | 10.2416 | 10.203 | 10.711 | 10.8786 | 11.1301 | 10.5794 | 9.0315
TSO | - | 41 | 43 | 2020 | Summer | S, [%] | 0 | 0 | 16.74% | 16.75% | 14.74% | 15.38% | 15.06% | 15.33% | 17.94% | 20.15% | 21.35% | 22.24% | 21.47% | 23.52% | 23.68% | 23.38% | 21.47% | 20.44% | 20.4% | 20.48% | 20.41% | 21.42% | 21.76% | 22.26% | 21.16% | 18.06%
TSO | - | 41 | 43 | 2020 | Summer | S, [MVA] | 0 | 0 | 8.2597 | 8.2601 | 7.2616 | 7.5726 | 7.4165 | 7.5452 | 8.8851 | 10.104 | 10.7377 | 11.1976 | 10.7819 | 11.8625 | 11.9756 | 11.8077 | 10.8131 | 10.2445 | 10.2341 | 10.2759 | 10.2107 | 10.7065 | 10.8694 | 11.1161 | 10.5189 | 8.9433
TSO | - | 41 | 43 | 2020 | Summer | S, [%] | 0 | 0 | 16.52% | 16.52% | 14.52% | 15.15% | 14.83% | 15.09% | 17.77% | 20.21% | 21.48% | 22.4% | 21.56% | 23.72% | 23.95% | 23.62% | 21.63% | 20.49% | 20.47% | 20.55% | 20.42% | 21.41% | 21.74% | 22.23% | 21.04% | 17.89%
TSO | - | 38 | 44 | 2020 | Summer | P, [MW] | 0 | 0 | -10.6791 | -12.2424 | -11.2424 | -9.0831 | -9.7381 | -8.8916 | -9.3575 | -7.4118 | -9.3481 | -12.48 | -11.1951 | -9.3838 | -13.9914 | -16.271 | -16.1663 | -15.3793 | -15.2524 | -15.719 | -10.7206 | -11.1296 | -12.1956 | -14.0729 | -15.4446 | -13.0397
TSO | - | 38 | 44 | 2020 | Summer | P, [%] | 0 | 0 | 21.36% | 24.48% | 22.48% | 18.17% | 19.48% | 17.78% | 18.72% | 14.82% | 18.7% | 24.96% | 22.39% | 18.77% | 27.98% | 32.54% | 32.33% | 30.76% | 30.5% | 31.44% | 21.44% | 22.26% | 24.39% | 28.15% | 30.89% | 26.08%
TSO | - | 38 | 44 | 2020 | Summer | P, [MW] | 0 | 0 | 10.7121 | 12.2858 | 11.278 | 9.1063 | 9.7648 | 8.914 | 9.3825 | 7.4352 | 9.3767 | 12.5276 | 11.2375 | 9.4106 | 14.0494 | 16.3481 | 16.2421 | 15.4485 | 15.3211 | 15.7919 | 10.7601 | 11.17 | 12.2415 | 14.1329 | 15.5155 | 13.0886
TSO | - | 38 | 44 | 2020 | Summer | P, [%] | 0 | 0 | 21.42% | 24.57% | 22.56% | 18.21% | 19.53% | 17.83% | 18.77% | 14.87% | 18.75% | 25.06% | 22.47% | 18.82% | 28.1% | 32.7% | 32.48% | 30.9% | 30.64% | 31.58% | 21.52% | 22.34% | 24.48% | 28.27% | 31.03% | 26.18%
TSO | - | 38 | 44 | 2020 | Summer | Q, [MVAr] | 0 | 0 | -1.0899 | -1.5244 | -0.35178 | 0.67084 | 0.81558 | 1.5278 | -0.22051 | -4.9345 | -3.2629 | -2.9665 | -4.3625 | -2.168 | -2.0913 | -0.78625 | -1.0437 | -0.98944 | -1.9099 | -1.9963 | -4.3853 | -3.6665 | -2.6798 | -2.4172 | -1.7738 | -0.47104
TSO | - | 38 | 44 | 2020 | Summer | Q, [%] | 0 | 0 | 2.18% | 3.049% | 0.7036% | 1.342% | 1.631% | 3.056% | 0.441% | 9.869% | 6.526% | 5.933% | 8.725% | 4.336% | 4.183% | 1.572% | 2.087% | 1.979% | 3.82% | 3.993% | 8.771% | 7.333% | 5.36% | 4.834% | 3.548% | 0.9421%
TSO | - | 38 | 44 | 2020 | Summer | Q, [MVAr] | 0 | 0 | 0.95454 | 1.4091 | 0.21784 | -0.83233 | -0.96967 | -1.6937 | 0.067974 | 4.7869 | 3.1237 | 2.8628 | 4.2512 | 2.0225 | 2.0086 | 0.7429 | 0.99617 | 0.93015 | 1.8492 | 1.9442 | 4.269 | 3.5514 | 2.5765 | 2.3416 | 1.7192 | 0.36803
TSO | - | 38 | 44 | 2020 | Summer | Q, [%] | 0 | 0 | 1.909% | 2.818% | 0.4357% | 1.665% | 1.939% | 3.387% | 0.1359% | 9.574% | 6.247% | 5.726% | 8.502% | 4.045% | 4.017% | 1.486% | 1.992% | 1.86% | 3.698% | 3.888% | 8.538% | 7.103% | 5.153% | 4.683% | 3.438% | 0.7361%
TSO | - | 38 | 44 | 2020 | Summer | S, [MVA] | 0 | 0 | 10.7346 | 12.3369 | 11.2479 | 9.1079 | 9.7722 | 9.0219 | 9.3601 | 8.9042 | 9.9012 | 12.8277 | 12.0151 | 9.631 | 14.1468 | 16.2899 | 16.1999 | 15.4111 | 15.3715 | 15.8452 | 11.5828 | 11.718 | 12.4865 | 14.279 | 15.5461 | 13.0482
TSO | - | 38 | 44 | 2020 | Summer | S, [%] | 0 | 0 | 21.47% | 24.67% | 22.5% | 18.22% | 19.54% | 18.04% | 18.72% | 17.81% | 19.8% | 25.66% | 24.03% | 19.26% | 28.29% | 32.58% | 32.4% | 30.82% | 30.74% | 31.69% | 23.17% | 23.44% | 24.97% | 28.56% | 31.09% | 26.1%
TSO | - | 38 | 44 | 2020 | Summer | S, [MVA] | 0 | 0 | 10.7546 | 12.3663 | 11.2801 | 9.1442 | 9.8128 | 9.0735 | 9.3828 | 8.8429 | 9.8834 | 12.8505 | 12.0147 | 9.6255 | 14.1922 | 16.365 | 16.2726 | 15.4764 | 15.4322 | 15.9112 | 11.576 | 11.7209 | 12.5097 | 14.3256 | 15.6104 | 13.0937
TSO | - | 38 | 44 | 2020 | Summer | S, [%] | 0 | 0 | 21.51% | 24.73% | 22.56% | 18.29% | 19.63% | 18.15% | 18.77% | 17.69% | 19.77% | 25.7% | 24.03% | 19.25% | 28.38% | 32.73% | 32.55% | 30.95% | 30.86% | 31.82% | 23.15% | 23.44% | 25.02% | 28.65% | 31.22% | 26.19%
TSO | - | 15 | 45 | 2020 | Summer | P, [MW] | 0 | 0 | 18.51 | 19.6218 | 18.303 | 15.997 | 16.8593 | 15.6956 | 17.4593 | 16.6899 | 19.1448 | 22.6781 | 22.1974 | 21.6459 | 22.3919 | 27.6025 | 26.9525 | 25.8404 | 26.1988 | 26.1638 | 20.0331 | 20.7778 | 21.9116 | 24.4646 | 23.9441 | 20.7729
TSO | - | 15 | 45 | 2020 | Summer | P, [%] | 0 | 0 | 37.02% | 39.24% | 36.61% | 31.99% | 33.72% | 31.39% | 34.92% | 33.38% | 38.29% | 45.36% | 44.39% | 43.29% | 44.78% | 55.21% | 53.91% | 51.68% | 52.4% | 52.33% | 40.07% | 41.56% | 43.82% | 48.93% | 47.89% | 41.55%
TSO | - | 15 | 45 | 2020 | Summer | P, [MW] | 0 | 0 | -18.51 | -19.6218 | -18.303 | -15.997 | -16.8593 | -15.6956 | -17.4593 | -16.6899 | -19.1448 | -22.6781 | -22.1974 | -21.6459 | -22.3919 | -27.6025 | -26.9525 | -25.8404 | -26.1988 | -26.1638 | -20.0331 | -20.7778 | -21.9116 | -24.4646 | -23.9441 | -20.7729
TSO | - | 15 | 45 | 2020 | Summer | P, [%] | 0 | 0 | 37.02% | 39.24% | 36.61% | 31.99% | 33.72% | 31.39% | 34.92% | 33.38% | 38.29% | 45.36% | 44.39% | 43.29% | 44.78% | 55.21% | 53.91% | 51.68% | 52.4% | 52.33% | 40.07% | 41.56% | 43.82% | 48.93% | 47.89% | 41.55%
TSO | - | 15 | 45 | 2020 | Summer | Q, [MVAr] | 0 | 0 | 0.76868 | 0.99084 | -0.32062 | -1.6469 | -1.512 | -2.9493 | -0.51857 | 5.5034 | 4.9618 | 4.8916 | 5.6343 | 4.4804 | 4.1042 | 3.8216 | 3.8799 | 2.6364 | 4.1323 | 3.7959 | 5.3481 | 4.7888 | 3.9103 | 3.6067 | 2.2764 | -0.36189
TSO | - | 15 | 45 | 2020 | Summer | Q, [%] | 0 | 0 | 1.537% | 1.982% | 0.6412% | 3.294% | 3.024% | 5.899% | 1.037% | 11.01% | 9.924% | 9.783% | 11.27% | 8.961% | 8.208% | 7.643% | 7.76% | 5.273% | 8.265% | 7.592% | 10.7% | 9.578% | 7.821% | 7.213% | 4.553% | 0.7238%
TSO | - | 15 | 45 | 2020 | Summer | Q, [MVAr] | 0 | 0 | -0.42474 | -0.60689 | 0.65205 | 1.9023 | 1.7948 | 3.1992 | 0.82523 | -5.1892 | -4.5683 | -4.3596 | -5.1098 | -3.9948 | -3.5901 | -3.0521 | -3.1498 | -1.9622 | -3.4359 | -3.1031 | -4.915 | -4.3312 | -3.4091 | -2.991 | -1.693 | 0.79589
TSO | - | 15 | 45 | 2020 | Summer | Q, [%] | 0 | 0 | 0.8495% | 1.214% | 1.304% | 3.805% | 3.59% | 6.398% | 1.65% | 10.38% | 9.137% | 8.719% | 10.22% | 7.99% | 7.18% | 6.104% | 6.3% | 3.924% | 6.872% | 6.206% | 9.83% | 8.662% | 6.818% | 5.982% | 3.386% | 1.592%
TSO | - | 15 | 45 | 2020 | Summer | S, [MVA] | 0 | 0 | 18.5259 | 19.6468 | 18.3058 | 16.0815 | 16.927 | 15.9703 | 17.467 | 17.5739 | 19.7774 | 23.1997 | 22.9013 | 22.1048 | 22.7649 | 27.8658 | 27.2303 | 25.9745 | 26.5227 | 26.4378 | 20.7346 | 21.3225 | 22.2578 | 24.729 | 24.0521 | 20.776
TSO | - | 15 | 45 | 2020 | Summer | S, [%] | 0 | 0 | 37.05% | 39.29% | 36.61% | 32.16% | 33.85% | 31.94% | 34.93% | 35.15% | 39.55% | 46.4% | 45.8% | 44.21% | 45.53% | 55.73% | 54.46% | 51.95% | 53.05% | 52.88% | 41.47% | 42.65% | 44.52% | 49.46% | 48.1% | 41.55%
TSO | - | 15 | 45 | 2020 | Summer | S, [MVA] | 0 | 0 | 18.5149 | 19.6312 | 18.3146 | 16.1097 | 16.9546 | 16.0184 | 17.4788 | 17.478 | 19.6823 | 23.0934 | 22.7779 | 22.0115 | 22.6779 | 27.7707 | 27.1359 | 25.9148 | 26.4232 | 26.3472 | 20.6272 | 21.2244 | 22.1752 | 24.6467 | 24.0039 | 20.7881
TSO | - | 15 | 45 | 2020 | Summer | S, [%] | 0 | 0 | 37.03% | 39.26% | 36.63% | 32.22% | 33.91% | 32.04% | 34.96% | 34.96% | 39.36% | 46.19% | 45.56% | 44.02% | 45.36% | 55.54% | 54.27% | 51.83% | 52.85% | 52.69% | 41.25% | 42.45% | 44.35% | 49.29% | 48.01% | 41.58%
TSO | - | 14 | 46 | 2020 | Summer | P, [MW] | 0 | 0 | 14.2176 | 14.6403 | 11.7559 | 9.0783 | 11.0379 | 9.0615 | 13.9819 | 12.6652 | 13.7286 | 20.3898 | 18.6927 | 21.5461 | 26.6363 | 33.8532 | 34.049 | 31.7071 | 30.5856 | 30.5874 | 22.8183 | 23.0323 | 27.5315 | 30.9063 | 29.2812 | 27.423
TSO | - | 14 | 46 | 2020 | Summer | P, [%] | 0 | 0 | 28.44% | 29.28% | 23.51% | 18.16% | 22.08% | 18.12% | 27.96% | 25.33% | 27.46% | 40.78% | 37.39% | 43.09% | 53.27% | 67.71% | 68.1% | 63.41% | 61.17% | 61.17% | 45.64% | 46.06% | 55.06% | 61.81% | 58.56% | 54.85%
TSO | - | 14 | 46 | 2020 | Summer | P, [MW] | 0 | 0 | -14.2176 | -14.6403 | -11.7559 | -9.0783 | -11.0379 | -9.0615 | -13.9819 | -12.6652 | -13.7286 | -20.3898 | -18.6927 | -21.5461 | -26.6363 | -33.8532 | -34.049 | -31.7071 | -30.5856 | -30.5874 | -22.8183 | -23.0323 | -27.5315 | -30.9063 | -29.2812 | -27.423
TSO | - | 14 | 46 | 2020 | Summer | P, [%] | 0 | 0 | 28.44% | 29.28% | 23.51% | 18.16% | 22.08% | 18.12% | 27.96% | 25.33% | 27.46% | 40.78% | 37.39% | 43.09% | 53.27% | 67.71% | 68.1% | 63.41% | 61.17% | 61.17% | 45.64% | 46.06% | 55.06% | 61.81% | 58.56% | 54.85%
TSO | - | 14 | 46 | 2020 | Summer | Q, [MVAr] | 0 | 0 | -4.4377 | -4.6431 | -6.4792 | -8.8481 | -8.6631 | -10.6796 | -6.7611 | 2.024 | 5.038 | 8.4722 | 7.6117 | 7.7669 | 7.7338 | 6.8132 | 5.8639 | 3.4379 | 4.8747 | 4.465 | 2.789 | 2.2691 | 1.2046 | 0.74546 | -0.41635 | -3.3521
TSO | - | 14 | 46 | 2020 | Summer | Q, [%] | 0 | 0 | 8.875% | 9.286% | 12.96% | 17.7% | 17.33% | 21.36% | 13.52% | 4.048% | 10.08% | 16.94% | 15.22% | 15.53% | 15.47% | 13.63% | 11.73% | 6.876% | 9.749% | 8.93% | 5.578% | 4.538% | 2.409% | 1.491% | 0.8327% | 6.704%
TSO | - | 14 | 46 | 2020 | Summer | Q, [MVAr] | 0 | 0 | 4.5987 | 4.813 | 6.608 | 8.9625 | 8.8034 | 10.8178 | 6.9358 | -1.9027 | -4.8842 | -8.1293 | -7.3189 | -7.398 | -7.1928 | -5.9727 | -5.0256 | -2.7122 | -4.1959 | -3.7884 | -2.4029 | -1.8782 | -0.64814 | -0.046876 | 1.0448 | 3.9079
TSO | - | 14 | 46 | 2020 | Summer | Q, [%] | 0 | 0 | 9.197% | 9.626% | 13.22% | 17.92% | 17.61% | 21.64% | 13.87% | 3.805% | 9.768% | 16.26% | 14.64% | 14.8% | 14.39% | 11.95% | 10.05% | 5.424% | 8.392% | 7.577% | 4.806% | 3.756% | 1.296% | 0.09375% | 2.09% | 7.816%
TSO | - | 14 | 46 | 2020 | Summer | S, [MVA] | 0 | 0 | 14.8941 | 15.3589 | 13.4232 | 12.6769 | 14.0316 | 14.0059 | 15.5308 | 12.8259 | 14.6239 | 22.0799 | 20.183 | 22.9033 | 27.7364 | 34.532 | 34.5502 | 31.893 | 30.9717 | 30.9116 | 22.9882 | 23.1438 | 27.5579 | 30.9153 | 29.2841 | 27.6271
TSO | - | 14 | 46 | 2020 | Summer | S, [%] | 0 | 0 | 29.79% | 30.72% | 26.85% | 25.35% | 28.06% | 28.01% | 31.06% | 25.65% | 29.25% | 44.16% | 40.37% | 45.81% | 55.47% | 69.06% | 69.1% | 63.79% | 61.94% | 61.82% | 45.98% | 46.29% | 55.12% | 61.83% | 58.57% | 55.25%
TSO | - | 14 | 46 | 2020 | Summer | S, [MVA] | 0 | 0 | 14.9428 | 15.4111 | 13.4858 | 12.757 | 14.1186 | 14.1115 | 15.6076 | 12.8074 | 14.5716 | 21.9506 | 20.0745 | 22.7808 | 27.5904 | 34.3761 | 34.4178 | 31.8229 | 30.8721 | 30.8211 | 22.9445 | 23.1088 | 27.5392 | 30.9064 | 29.2998 | 27.7
TSO | - | 14 | 46 | 2020 | Summer | S, [%] | 0 | 0 | 29.89% | 30.82% | 26.97% | 25.51% | 28.24% | 28.22% | 31.22% | 25.61% | 29.14% | 43.9% | 40.15% | 45.56% | 55.18% | 68.75% | 68.84% | 63.65% | 61.74% | 61.64% | 45.89% | 46.22% | 55.08% | 61.81% | 58.6% | 55.4%
TSO | - | 46 | 47 | 2020 | Summer | P, [MW] | 0 | 0 | 14.2176 | 14.6403 | 11.7559 | 9.0783 | 11.0379 | 9.0615 | 13.9819 | 12.6652 | 13.7286 | 20.3898 | 18.6927 | 21.5461 | 26.6363 | 33.8532 | 34.049 | 31.7071 | 30.5856 | 30.5874 | 22.8183 | 23.0323 | 27.5315 | 30.9063 | 29.2812 | 27.423
TSO | - | 46 | 47 | 2020 | Summer | P, [%] | 0 | 0 | 28.44% | 29.28% | 23.51% | 18.16% | 22.08% | 18.12% | 27.96% | 25.33% | 27.46% | 40.78% | 37.39% | 43.09% | 53.27% | 67.71% | 68.1% | 63.41% | 61.17% | 61.17% | 45.64% | 46.06% | 55.06% | 61.81% | 58.56% | 54.85%
TSO | - | 46 | 47 | 2020 | Summer | P, [MW] | 0 | 0 | -14.1676 | -14.5875 | -11.7161 | -9.0432 | -10.9947 | -9.019 | -13.9277 | -12.6271 | -13.6801 | -20.2819 | -18.6006 | -21.4301 | -26.4665 | -33.5898 | -33.7863 | -31.4798 | -30.3729 | -30.3754 | -22.6973 | -22.9099 | -27.3573 | -30.6877 | -29.0846 | -27.2493
TSO | - | 46 | 47 | 2020 | Summer | P, [%] | 0 | 0 | 28.34% | 29.17% | 23.43% | 18.09% | 21.99% | 18.04% | 27.86% | 25.25% | 27.36% | 40.56% | 37.2% | 42.86% | 52.93% | 67.18% | 67.57% | 62.96% | 60.75% | 60.75% | 45.39% | 45.82% | 54.71% | 61.38% | 58.17% | 54.5%
TSO | - | 46 | 47 | 2020 | Summer | Q, [MVAr] | 0 | 0 | -4.5987 | -4.813 | -6.608 | -8.9625 | -8.8034 | -10.8178 | -6.9358 | 1.9027 | 4.8842 | 8.1293 | 7.3189 | 7.398 | 7.1928 | 5.9727 | 5.0256 | 2.7122 | 4.1959 | 3.7884 | 2.4029 | 1.8782 | 0.64814 | 0.046876 | -1.0448 | -3.9079
TSO | - | 46 | 47 | 2020 | Summer | Q, [%] | 0 | 0 | 9.197% | 9.626% | 13.22% | 17.92% | 17.61% | 21.64% | 13.87% | 3.805% | 9.768% | 16.26% | 14.64% | 14.8% | 14.39% | 11.95% | 10.05% | 5.424% | 8.392% | 7.577% | 4.806% | 3.756% | 1.296% | 0.09375% | 2.09% | 7.816%
TSO | - | 46 | 47 | 2020 | Summer | Q, [MVAr] | 0 | 0 | 4.4204 | 4.6404 | 6.393 | 8.7304 | 8.5957 | 10.6025 | 6.7676 | -2.1069 | -5.0635 | -8.1376 | -7.3672 | -7.3829 | -7.0182 | -5.5208 | -4.5777 | -2.3654 | -3.894 | -3.4888 | -2.3637 | -1.8354 | -0.45151 | 0.2801 | 1.3066 | 4.0978
TSO | - | 46 | 47 | 2020 | Summer | Q, [%] | 0 | 0 | 8.841% | 9.281% | 12.79% | 17.46% | 17.19% | 21.2% | 13.54% | 4.214% | 10.13% | 16.28% | 14.73% | 14.77% | 14.04% | 11.04% | 9.155% | 4.731% | 7.788% | 6.978% | 4.727% | 3.671% | 0.903% | 0.5602% | 2.613% | 8.196%
TSO | - | 46 | 47 | 2020 | Summer | S, [MVA] | 0 | 0 | 14.9428 | 15.4111 | 13.4858 | 12.757 | 14.1186 | 14.1115 | 15.6076 | 12.8074 | 14.5716 | 21.9506 | 20.0745 | 22.7808 | 27.5904 | 34.3761 | 34.4178 | 31.8229 | 30.8721 | 30.8211 | 22.9445 | 23.1088 | 27.5392 | 30.9064 | 29.2998 | 27.7
TSO | - | 46 | 47 | 2020 | Summer | S, [%] | 0 | 0 | 29.89% | 30.82% | 26.97% | 25.51% | 28.24% | 28.22% | 31.22% | 25.61% | 29.14% | 43.9% | 40.15% | 45.56% | 55.18% | 68.75% | 68.84% | 63.65% | 61.74% | 61.64% | 45.89% | 46.22% | 55.08% | 61.81% | 58.6% | 55.4%
TSO | - | 46 | 47 | 2020 | Summer | S, [MVA] | 0 | 0 | 14.8412 | 15.3077 | 13.3468 | 12.5697 | 13.956 | 13.9196 | 15.4849 | 12.8017 | 14.5872 | 21.8535 | 20.0064 | 22.6662 | 27.3812 | 34.0405 | 34.095 | 31.5686 | 30.6215 | 30.5751 | 22.8201 | 22.9833 | 27.3611 | 30.689 | 29.1139 | 27.5557
TSO | - | 46 | 47 | 2020 | Summer | S, [%] | 0 | 0 | 29.68% | 30.62% | 26.69% | 25.14% | 27.91% | 27.84% | 30.97% | 25.6% | 29.17% | 43.71% | 40.01% | 45.33% | 54.76% | 68.08% | 68.19% | 63.14% | 61.24% | 61.15% | 45.64% | 45.97% | 54.72% | 61.38% | 58.23% | 55.11%
TSO | - | 47 | 48 | 2020 | Summer | P, [MW] | 0 | 0 | 15.6649 | 22.7365 | 21.1141 | 19.2694 | 17.0666 | 20.0859 | 17.5051 | 17.4503 | 19.7533 | 17.6234 | 14.2865 | 14.2099 | 7.9762 | 3.743 | 5.2226 | 4.9861 | 5.5205 | 6.233 | 11.3259 | 9.0732 | 5.3975 | 4.5302 | 2.765 | -1.4292
TSO | - | 47 | 48 | 2020 | Summer | P, [%] | 0 | 0 | 31.33% | 45.47% | 42.23% | 38.54% | 34.13% | 40.17% | 35.01% | 34.9% | 39.51% | 35.25% | 28.57% | 28.42% | 15.95% | 7.486% | 10.45% | 9.972% | 11.04% | 12.47% | 22.65% | 18.15% | 10.79% | 9.06% | 5.53% | 2.858%
TSO | - | 47 | 48 | 2020 | Summer | P, [MW] | 0 | 0 | -15.621 | -22.6448 | -21.0362 | -19.2052 | -17.0158 | -20.0171 | -17.4505 | -17.3931 | -19.6815 | -17.5676 | -14.2491 | -14.1726 | -7.9617 | -3.7314 | -5.2129 | -4.9762 | -5.5062 | -6.2156 | -11.3012 | -9.0565 | -5.3883 | -4.5221 | -2.761 | 1.4318
TSO | - | 47 | 48 | 2020 | Summer | P, [%] | 0 | 0 | 31.24% | 45.29% | 42.07% | 38.41% | 34.03% | 40.03% | 34.9% | 34.79% | 39.36% | 35.14% | 28.5% | 28.35% | 15.92% | 7.463% | 10.43% | 9.952% | 11.01% | 12.43% | 22.6% | 18.11% | 10.78% | 9.044% | 5.522% | 2.864%
TSO | - | 47 | 48 | 2020 | Summer | Q, [MVAr] | 0 | 0 | 0.17962 | 0.95965 | 0.20701 | 0.86964 | 1.5043 | 0.99752 | 1.3324 | 2.2069 | 2.1635 | 0.23764 | -0.03281 | 2.4829 | 4.1182 | 7.1208 | 5.1777 | 5.4654 | 6.994 | 7.5888 | 2.4637 | 2.9354 | 4.5515 | 4.8199 | 3.7934 | 3.5022
TSO | - | 47 | 48 | 2020 | Summer | Q, [%] | 0 | 0 | 0.3592% | 1.919% | 0.414% | 1.739% | 3.009% | 1.995% | 2.665% | 4.414% | 4.327% | 0.4753% | 0.06562% | 4.966% | 8.236% | 14.24% | 10.36% | 10.93% | 13.99% | 15.18% | 4.927% | 5.871% | 9.103% | 9.64% | 7.587% | 7.004%
TSO | - | 47 | 48 | 2020 | Summer | Q, [MVAr] | 0 | 0 | -0.12352 | -0.84218 | -0.10726 | -0.78738 | -1.4393 | -0.90945 | -1.2626 | -2.1337 | -2.0716 | -0.16615 | 0.080696 | -2.4351 | -4.0996 | -7.1058 | -5.1653 | -5.4527 | -6.9758 | -7.5666 | -2.432 | -2.914 | -4.5398 | -4.8096 | -3.7882 | -3.4989
TSO | - | 47 | 48 | 2020 | Summer | Q, [%] | 0 | 0 | 0.247% | 1.684% | 0.2145% | 1.575% | 2.879% | 1.819% | 2.525% | 4.267% | 4.143% | 0.3323% | 0.1614% | 4.87% | 8.199% | 14.21% | 10.33% | 10.91% | 13.95% | 15.13% | 4.864% | 5.828% | 9.08% | 9.619% | 7.576% | 6.998%
TSO | - | 47 | 48 | 2020 | Summer | S, [MVA] | 0 | 0 | 15.6659 | 22.7568 | 21.1151 | 19.289 | 17.1328 | 20.1106 | 17.5557 | 17.5893 | 19.8714 | 17.625 | 14.2865 | 14.4252 | 8.9766 | 8.0446 | 7.3542 | 7.3981 | 8.9103 | 9.8204 | 11.5908 | 9.5363 | 7.0604 | 6.6147 | 4.6942 | 3.7826
TSO | - | 47 | 48 | 2020 | Summer | S, [%] | 0 | 0 | 31.33% | 45.51% | 42.23% | 38.58% | 34.27% | 40.22% | 35.11% | 35.18% | 39.74% | 35.25% | 28.57% | 28.85% | 17.95% | 16.09% | 14.71% | 14.8% | 17.82% | 19.64% | 23.18% | 19.07% | 14.12% | 13.23% | 9.388% | 7.565%
TSO | - | 47 | 48 | 2020 | Summer | S, [MVA] | 0 | 0 | 15.6215 | 22.6604 | 21.0365 | 19.2213 | 17.0766 | 20.0377 | 17.4961 | 17.5235 | 19.7902 | 17.5684 | 14.2493 | 14.3803 | 8.9553 | 8.026 | 7.3386 | 7.3821 | 8.8871 | 9.7922 | 11.5599 | 9.5138 | 7.0458 | 6.6017 | 4.6876 | 3.7805
TSO | - | 47 | 48 | 2020 | Summer | S, [%] | 0 | 0 | 31.24% | 45.32% | 42.07% | 38.44% | 34.15% | 40.08% | 34.99% | 35.05% | 39.58% | 35.14% | 28.5% | 28.76% | 17.91% | 16.05% | 14.68% | 14.76% | 17.77% | 19.58% | 23.12% | 19.03% | 14.09% | 13.2% | 9.375% | 7.561%
TSO | - | 48 | 49 | 2020 | Summer | P, [MW] | 0 | 0 | 2.4069 | 7.9717 | 6.3498 | 4.4923 | 3.9558 | 4.9794 | 2.0804 | 3.5396 | 4.3711 | 4.6054 | 2.2188 | 0.53085 | -2.4482 | -4.1984 | -4.6117 | -4.8628 | -3.4942 | -3.3158 | -1.0359 | -1.2172 | -3.1803 | -4.2525 | -3.3022 | -2.6927
TSO | - | 48 | 49 | 2020 | Summer | P, [%] | 0 | 0 | 4.814% | 15.94% | 12.7% | 8.985% | 7.912% | 9.959% | 4.161% | 7.079% | 8.742% | 9.211% | 4.438% | 1.062% | 4.896% | 8.397% | 9.223% | 9.726% | 6.988% | 6.632% | 2.072% | 2.434% | 6.361% | 8.505% | 6.604% | 5.385%
TSO | - | 48 | 49 | 2020 | Summer | P, [MW] | 0 | 0 | -2.3979 | -7.9124 | -6.3125 | -4.4691 | -3.937 | -4.9533 | -2.0683 | -3.5253 | -4.355 | -4.5828 | -2.2138 | -0.52826 | 2.4553 | 4.2133 | 4.6303 | 4.8825 | 3.5064 | 3.3254 | 1.0425 | 1.2216 | 3.1947 | 4.2757 | 3.3183 | 2.712
TSO | - | 48 | 49 | 2020 | Summer | P, [%] | 0 | 0 | 4.796% | 15.82% | 12.62% | 8.938% | 7.874% | 9.907% | 4.137% | 7.051% | 8.71% | 9.166% | 4.428% | 1.057% | 4.911% | 8.427% | 9.261% | 9.765% | 7.013% | 6.651% | 2.085% | 2.443% | 6.389% | 8.551% | 6.637% | 5.424%
TSO | - | 48 | 49 | 2020 | Summer | Q, [MVAr] | 0 | 0 | 2.0167 | 2.7407 | 2.1784 | 2.7217 | 2.5619 | 2.6486 | 2.9947 | 1.8346 | -0.46297 | -2.7051 | -1.2457 | -1.9267 | -1.8595 | -0.79797 | -1.3606 | -0.35385 | -1.8079 | -1.0223 | 2.3406 | 1.7192 | 2.3928 | 2.8228 | 2.6238 | 3.7511
TSO | - | 48 | 49 | 2020 | Summer | Q, [%] | 0 | 0 | 4.033% | 5.481% | 4.357% | 5.443% | 5.124% | 5.297% | 5.989% | 3.669% | 0.9259% | 5.41% | 2.491% | 3.853% | 3.719% | 1.596% | 2.721% | 0.7077% | 3.616% | 2.045% | 4.681% | 3.438% | 4.786% | 5.646% | 5.248% | 7.502%
TSO | - | 48 | 49 | 2020 | Summer | Q, [MVAr] | 0 | 0 | -2.487 | -3.1328 | -2.6129 | -3.1846 | -3.031 | -3.1144 | -3.463 | -2.2792 | 0.01256 | 2.2575 | 0.7795 | 1.4461 | 1.3849 | 0.33634 | 0.90093 | -0.099306 | 1.3409 | 0.55191 | -2.8013 | -2.1849 | -2.8425 | -3.2606 | -3.0734 | -4.203
TSO | - | 48 | 49 | 2020 | Summer | Q, [%] | 0 | 0 | 4.974% | 6.266% | 5.226% | 6.369% | 6.062% | 6.229% | 6.926% | 4.558% | 0.02512% | 4.515% | 1.559% | 2.892% | 2.77% | 0.6727% | 1.802% | 0.1986% | 2.682% | 1.104% | 5.603% | 4.37% | 5.685% | 6.521% | 6.147% | 8.406%
TSO | - | 48 | 49 | 2020 | Summer | S, [MVA] | 0 | 0 | 3.1401 | 8.4297 | 6.713 | 5.2524 | 4.7129 | 5.64 | 3.6464 | 3.9868 | 4.3956 | 5.3411 | 2.5445 | 1.9985 | 3.0744 | 4.2736 | 4.8082 | 4.8757 | 3.9342 | 3.4698 | 2.5596 | 2.1064 | 3.9799 | 5.1041 | 4.2177 | 4.6175
TSO | - | 48 | 49 | 2020 | Summer | S, [%] | 0 | 0 | 6.28% | 16.86% | 13.43% | 10.5% | 9.426% | 11.28% | 7.293% | 7.974% | 8.791% | 10.68% | 5.089% | 3.997% | 6.149% | 8.547% | 9.616% | 9.751% | 7.868% | 6.94% | 5.119% | 4.213% | 7.96% | 10.21% | 8.435% | 9.235%
TSO | - | 48 | 49 | 2020 | Summer | S, [MVA] | 0 | 0 | 3.4547 | 8.51 | 6.8319 | 5.4877 | 4.9686 | 5.851 | 4.0337 | 4.1979 | 4.355 | 5.1087 | 2.347 | 1.5396 | 2.819 | 4.2267 | 4.7171 | 4.8835 | 3.754 | 3.3709 | 2.9889 | 2.5033 | 4.2762 | 5.3771 | 4.523 | 5.002
TSO | - | 48 | 49 | 2020 | Summer | S, [%] | 0 | 0 | 6.909% | 17.02% | 13.66% | 10.98% | 9.937% | 11.7% | 8.067% | 8.396% | 8.71% | 10.22% | 4.694% | 3.079% | 5.638% | 8.453% | 9.434% | 9.767% | 7.508% | 6.742% | 5.978% | 5.007% | 8.552% | 10.75% | 9.046% | 10%
TSO | - | 49 | 50 | 2020 | Summer | P, [MW] | 0 | 0 | 11.3375 | 8.4718 | 10.76 | 12.1599 | 12.1751 | 13.2585 | 11.8486 | 14.7736 | 15.1208 | 12.3078 | 14.5406 | 12.7048 | 11.3509 | 10.6291 | 8.2382 | 8.831 | 10.193 | 10.4573 | 10.8881 | 12.2167 | 11.1528 | 11.2203 | 10.8346 | 11.3998
TSO | - | 49 | 50 | 2020 | Summer | P, [%] | 0 | 0 | 22.68% | 16.94% | 21.52% | 24.32% | 24.35% | 26.52% | 23.7% | 29.55% | 30.24% | 24.62% | 29.08% | 25.41% | 22.7% | 21.26% | 16.48% | 17.66% | 20.39% | 20.91% | 21.78% | 24.43% | 22.31% | 22.44% | 21.67% | 22.8%
TSO | - | 49 | 50 | 2020 | Summer | P, [MW] | 0 | 0 | -11.2349 | -8.4078 | -10.6626 | -12.0441 | -12.0589 | -13.1197 | -11.7369 | -14.5698 | -14.9108 | -12.187 | -14.3479 | -12.5632 | -11.2321 | -10.5219 | -8.1835 | -8.7662 | -10.1104 | -10.3632 | -10.7362 | -12.0748 | -11.0295 | -11.1022 | -10.7243 | -11.2845
TSO | - | 49 | 50 | 2020 | Summer | P, [%] | 0 | 0 | 22.47% | 16.82% | 21.33% | 24.09% | 24.12% | 26.24% | 23.47% | 29.14% | 29.82% | 24.37% | 28.7% | 25.13% | 22.46% | 21.04% | 16.37% | 17.53% | 20.22% | 20.73% | 21.47% | 24.15% | 22.06% | 22.2% | 21.45% | 22.57%
TSO | - | 49 | 50 | 2020 | Summer | Q, [MVAr] | 0 | 0 | 0.17227 | -2.8132 | -2.7989 | -1.1364 | -1.153 | -2.3652 | 0.59786 | 5.2783 | 5.493 | 0.2751 | 5.1011 | 4.1659 | 4.6761 | 4.7691 | -1.4052 | 1.9476 | 0.98263 | 3.1427 | 8.1868 | 4.9964 | 5.1784 | 4.4165 | 4.316 | 3.7568
TSO | - | 49 | 50 | 2020 | Summer | Q, [%] | 0 | 0 | 0.3445% | 5.626% | 5.598% | 2.273% | 2.306% | 4.73% | 1.196% | 10.56% | 10.99% | 0.5502% | 10.2% | 8.332% | 9.352% | 9.538% | 2.81% | 3.895% | 1.965% | 6.285% | 16.37% | 9.993% | 10.36% | 8.833% | 8.632% | 7.514%
TSO | - | 49 | 50 | 2020 | Summer | Q, [MVAr] | 0 | 0 | -0.0082997 | 2.9154 | 2.9545 | 1.3215 | 1.3387 | 2.587 | -0.41929 | -4.9525 | -5.1573 | -0.082026 | -4.7931 | -3.9397 | -4.4862 | -4.5977 | 1.4926 | -1.8441 | -0.85066 | -2.9923 | -7.944 | -4.7696 | -4.9814 | -4.2278 | -4.1398 | -3.5725
TSO | - | 49 | 50 | 2020 | Summer | Q, [%] | 0 | 0 | 0.0166% | 5.831% | 5.909% | 2.643% | 2.677% | 5.174% | 0.8386% | 9.905% | 10.31% | 0.1641% | 9.586% | 7.879% | 8.972% | 9.195% | 2.985% | 3.688% | 1.701% | 5.985% | 15.89% | 9.539% | 9.963% | 8.456% | 8.28% | 7.145%
TSO | - | 49 | 50 | 2020 | Summer | S, [MVA] | 0 | 0 | 11.3388 | 8.9267 | 11.118 | 12.2129 | 12.2296 | 13.4678 | 11.8637 | 15.6883 | 16.0876 | 12.3109 | 15.4094 | 13.3704 | 12.2764 | 11.65 | 8.3572 | 9.0432 | 10.2403 | 10.9193 | 13.6226 | 13.1989 | 12.2963 | 12.0582 | 11.6626 | 12.0028
TSO | - | 49 | 50 | 2020 | Summer | S, [%] | 0 | 0 | 22.68% | 17.85% | 22.24% | 24.43% | 24.46% | 26.94% | 23.73% | 31.38% | 32.18% | 24.62% | 30.82% | 26.74% | 24.55% | 23.3% | 16.71% | 18.09% | 20.48% | 21.84% | 27.25% | 26.4% | 24.59% | 24.12% | 23.33% | 24.01%
TSO | - | 49 | 50 | 2020 | Summer | S, [MVA] | 0 | 0 | 11.2349 | 8.8989 | 11.0644 | 12.1163 | 12.133 | 13.3723 | 11.7443 | 15.3885 | 15.7775 | 12.1873 | 15.1273 | 13.1664 | 12.0949 | 11.4825 | 8.3185 | 8.9581 | 10.1462 | 10.7865 | 13.3556 | 12.9827 | 12.1023 | 11.88 | 11.4956 | 11.8365
TSO | - | 49 | 50 | 2020 | Summer | S, [%] | 0 | 0 | 22.47% | 17.8% | 22.13% | 24.23% | 24.27% | 26.74% | 23.49% | 30.78% | 31.55% | 24.37% | 30.25% | 26.33% | 24.19% | 22.97% | 16.64% | 17.92% | 20.29% | 21.57% | 26.71% | 25.97% | 24.2% | 23.76% | 22.99% | 23.67%
TSO | - | 50 | 51 | 2020 | Summer | P, [MW] | 0 | 0 | -3.5711 | -5.333 | -2.7441 | -1.6522 | -1.5641 | -0.33338 | -2.9254 | -4.3614 | -5.5732 | -7.6016 | -6.0842 | -8.4612 | -9.0933 | -10.1965 | -10.7196 | -10.6431 | -8.9097 | -9.0692 | -8.5207 | -7.6372 | -8.7039 | -9.2532 | -7.8699 | -5.7063
TSO | - | 50 | 51 | 2020 | Summer | P, [%] | 0 | 0 | 7.142% | 10.67% | 5.488% | 3.304% | 3.128% | 0.6668% | 5.851% | 8.723% | 11.15% | 15.2% | 12.17% | 16.92% | 18.19% | 20.39% | 21.44% | 21.29% | 17.82% | 18.14% | 17.04% | 15.27% | 17.41% | 18.51% | 15.74% | 11.41%
TSO | - | 50 | 51 | 2020 | Summer | P, [MW] | 0 | 0 | 3.6161 | 5.4071 | 2.7878 | 1.6935 | 1.6047 | 0.38456 | 2.9897 | 4.3898 | 5.6603 | 7.7272 | 6.1722 | 8.6232 | 9.2604 | 10.3849 | 10.8875 | 10.8034 | 9.0371 | 9.2177 | 8.6279 | 7.7232 | 8.8174 | 9.386 | 7.9748 | 5.7756
TSO | - | 50 | 51 | 2020 | Summer | P, [%] | 0 | 0 | 7.232% | 10.81% | 5.576% | 3.387% | 3.209% | 0.7691% | 5.979% | 8.78% | 11.32% | 15.45% | 12.34% | 17.25% | 18.52% | 20.77% | 21.78% | 21.61% | 18.07% | 18.44% | 17.26% | 15.45% | 17.63% | 18.77% | 15.95% | 11.55%
TSO | - | 50 | 51 | 2020 | Summer | Q, [MVAr] | 0 | 0 | 4.3833 | 4.9596 | 4.9205 | 5.241 | 5.2238 | 6.163 | 6.1068 | 0.14003 | -5.3427 | -5.6055 | -4.8319 | -6.5603 | -6.0138 | -5.4648 | -2.8051 | -1.2184 | -3.5243 | -4.8827 | -0.36852 | 0.83211 | 1.4814 | 2.4778 | 3.2648 | 4.01
TSO | - | 50 | 51 | 2020 | Summer | Q, [%] | 0 | 0 | 8.767% | 9.919% | 9.841% | 10.48% | 10.45% | 12.33% | 12.21% | 0.2801% | 10.69% | 11.21% | 9.664% | 13.12% | 12.03% | 10.93% | 5.61% | 2.437% | 7.049% | 9.765% | 0.737% | 1.664% | 2.963% | 4.956% | 6.53% | 8.02%
TSO | - | 50 | 51 | 2020 | Summer | Q, [MVAr] | 0 | 0 | -4.3119 | -4.8419 | -4.8512 | -5.1756 | -5.1593 | -6.0817 | -6.0048 | -0.095005 | 5.4809 | 5.8048 | 4.9715 | 6.8175 | 6.279 | 5.7637 | 3.0716 | 1.4727 | 3.7266 | 5.1184 | 0.53869 | -0.69563 | -1.3013 | -2.2669 | -3.0983 | -3.9
TSO | - | 50 | 51 | 2020 | Summer | Q, [%] | 0 | 0 | 8.624% | 9.684% | 9.702% | 10.35% | 10.32% | 12.16% | 12.01% | 0.19% | 10.96% | 11.61% | 9.943% | 13.63% | 12.56% | 11.53% | 6.143% | 2.945% | 7.453% | 10.24% | 1.077% | 1.391% | 2.603% | 4.534% | 6.197% | 7.8%
TSO | - | 50 | 51 | 2020 | Summer | S, [MVA] | 0 | 0 | 5.6539 | 7.2827 | 5.6339 | 5.4953 | 5.4529 | 6.172 | 6.7713 | 4.3637 | 7.7205 | 9.4449 | 7.7695 | 10.7065 | 10.9021 | 11.5686 | 11.0805 | 10.7127 | 9.5814 | 10.3001 | 8.5287 | 7.6824 | 8.8291 | 9.5792 | 8.5202 | 6.9743
TSO | - | 50 | 51 | 2020 | Summer | S, [%] | 0 | 0 | 11.31% | 14.57% | 11.27% | 10.99% | 10.91% | 12.34% | 13.54% | 8.727% | 15.44% | 18.89% | 15.54% | 21.41% | 21.8% | 23.14% | 22.16% | 21.43% | 19.16% | 20.6% | 17.06% | 15.36% | 17.66% | 19.16% | 17.04% | 13.95%
TSO | - | 50 | 51 | 2020 | Summer | S, [MVA] | 0 | 0 | 5.6275 | 7.2582 | 5.5951 | 5.4456 | 5.4031 | 6.0939 | 6.7078 | 4.3908 | 7.879 | 9.6646 | 7.9254 | 10.9926 | 11.1884 | 11.8771 | 11.3125 | 10.9033 | 9.7753 | 10.5435 | 8.6447 | 7.7545 | 8.9129 | 9.6559 | 8.5555 | 6.969
TSO | - | 50 | 51 | 2020 | Summer | S, [%] | 0 | 0 | 11.26% | 14.52% | 11.19% | 10.89% | 10.81% | 12.19% | 13.42% | 8.782% | 15.76% | 19.33% | 15.85% | 21.99% | 22.38% | 23.75% | 22.63% | 21.81% | 19.55% | 21.09% | 17.29% | 15.51% | 17.83% | 19.31% | 17.11% | 13.94%
TSO | - | 10 | 51 | 2020 | Summer | P, [MW] | 0 | 0 | 15.8361 | 17.5246 | 13.9427 | 13.4454 | 12.2447 | 12.2092 | 17.6543 | 21.8552 | 23.0217 | 25.8115 | 23.0643 | 26.4003 | 26.6821 | 28.1762 | 28.379 | 26.4399 | 24.9571 | 24.9501 | 24.3481 | 24.041 | 24.7358 | 25.3867 | 22.3897 | 19.7107
TSO | - | 10 | 51 | 2020 | Summer | P, [%] | 0 | 0 | 31.67% | 35.05% | 27.89% | 26.89% | 24.49% | 24.42% | 35.31% | 43.71% | 46.04% | 51.62% | 46.13% | 52.8% | 53.36% | 56.35% | 56.76% | 52.88% | 49.91% | 49.9% | 48.7% | 48.08% | 49.47% | 50.77% | 44.78% | 39.42%
TSO | - | 10 | 51 | 2020 | Summer | P, [MW] | 0 | 0 | -15.8361 | -17.5246 | -13.9427 | -13.4454 | -12.2447 | -12.2092 | -17.6543 | -21.8552 | -23.0217 | -25.8115 | -23.0643 | -26.4003 | -26.6821 | -28.1762 | -28.379 | -26.4399 | -24.9571 | -24.9501 | -24.3481 | -24.041 | -24.7358 | -25.3867 | -22.3897 | -19.7107
TSO | - | 10 | 51 | 2020 | Summer | P, [%] | 0 | 0 | 31.67% | 35.05% | 27.89% | 26.89% | 24.49% | 24.42% | 35.31% | 43.71% | 46.04% | 51.62% | 46.13% | 52.8% | 53.36% | 56.35% | 56.76% | 52.88% | 49.91% | 49.9% | 48.7% | 48.08% | 49.47% | 50.77% | 44.78% | 39.42%
TSO | - | 10 | 51 | 2020 | Summer | Q, [MVAr] | 0 | 0 | -7.7921 | -8.1461 | -9.5461 | -9.8764 | -10.274 | -10.2714 | -6.2747 | 3.5863 | 9.365 | 9.3665 | 8.18 | 12.0254 | 10.9486 | 10.6168 | 0.83208 | 3.1541 | 5.229 | 5.964 | 0.31309 | -0.27073 | -1.3798 | -2.8471 | -5.2237 | -7.0207
TSO | - | 10 | 51 | 2020 | Summer | Q, [%] | 0 | 0 | 15.58% | 16.29% | 19.09% | 19.75% | 20.55% | 20.54% | 12.55% | 7.173% | 18.73% | 18.73% | 16.36% | 24.05% | 21.9% | 21.23% | 1.664% | 6.308% | 10.46% | 11.93% | 0.6262% | 0.5415% | 2.76% | 5.694% | 10.45% | 14.04%
TSO | - | 10 | 51 | 2020 | Summer | Q, [MVAr] | 0 | 0 | 8.0219 | 8.4194 | 9.7537 | 10.0781 | 10.4593 | 10.4542 | 6.5348 | -3.2175 | -8.9259 | -8.8523 | -7.754 | -11.455 | -10.3865 | -10.0037 | -0.28913 | -2.6652 | -4.7866 | -5.5159 | 0.12381 | 0.69563 | 1.8313 | 3.3269 | 5.6158 | 7.345
TSO | - | 10 | 51 | 2020 | Summer | Q, [%] | 0 | 0 | 16.04% | 16.84% | 19.51% | 20.16% | 20.92% | 20.91% | 13.07% | 6.435% | 17.85% | 17.7% | 15.51% | 22.91% | 20.77% | 20.01% | 0.5783% | 5.33% | 9.573% | 11.03% | 0.2476% | 1.391% | 3.663% | 6.654% | 11.23% | 14.69%
TSO | - | 10 | 51 | 2020 | Summer | S, [MVA] | 0 | 0 | 17.6493 | 19.3254 | 16.8976 | 16.683 | 15.984 | 15.9551 | 18.7362 | 22.1475 | 24.8536 | 27.4584 | 24.4719 | 29.0101 | 28.841 | 30.11 | 28.3912 | 26.6273 | 25.499 | 25.653 | 24.3501 | 24.0426 | 24.7743 | 25.5459 | 22.991 | 20.9238
TSO | - | 10 | 51 | 2020 | Summer | S, [%] | 0 | 0 | 35.3% | 38.65% | 33.8% | 33.37% | 31.97% | 31.91% | 37.47% | 44.29% | 49.71% | 54.92% | 48.94% | 58.02% | 57.68% | 60.22% | 56.78% | 53.25% | 51% | 51.31% | 48.7% | 48.09% | 49.55% | 51.09% | 45.98% | 41.85%
TSO | - | 10 | 51 | 2020 | Summer | S, [MVA] | 0 | 0 | 17.752 | 19.4422 | 17.0157 | 16.8032 | 16.1037 | 16.0735 | 18.8249 | 22.0908 | 24.6915 | 27.2873 | 24.3328 | 28.7783 | 28.6324 | 29.8993 | 28.3805 | 26.5739 | 25.4119 | 25.5525 | 24.3484 | 24.0511 | 24.8035 | 25.6038 | 23.0833 | 21.0348
TSO | - | 10 | 51 | 2020 | Summer | S, [%] | 0 | 0 | 35.5% | 38.88% | 34.03% | 33.61% | 32.21% | 32.15% | 37.65% | 44.18% | 49.38% | 54.57% | 48.67% | 57.56% | 57.26% | 59.8% | 56.76% | 53.15% | 50.82% | 51.11% | 48.7% | 48.1% | 49.61% | 51.21% | 46.17% | 42.07%
TSO | - | 13 | 49 | 2020 | Summer | P, [MW] | 0 | 0 | 12.4538 | 16.8013 | 12.8184 | 9.8105 | 10.3025 | 10.4404 | 13.55 | 12.9889 | 12.8765 | 18.5894 | 14.8334 | 17.7651 | 19.5612 | 21.4709 | 23.9639 | 21.3525 | 19.8347 | 19.9259 | 19.3966 | 17.6761 | 20.118 | 21.5473 | 19.3335 | 16.9835
TSO | - | 13 | 49 | 2020 | Summer | P, [%] | 0 | 0 | 24.91% | 33.6% | 25.64% | 19.62% | 20.6% | 20.88% | 27.1% | 25.98% | 25.75% | 37.18% | 29.67% | 35.53% | 39.12% | 42.94% | 47.93% | 42.7% | 39.67% | 39.85% | 38.79% | 35.35% | 40.24% | 43.09% | 38.67% | 33.97%
TSO | - | 13 | 49 | 2020 | Summer | P, [MW] | 0 | 0 | -12.4538 | -16.8013 | -12.8184 | -9.8105 | -10.3025 | -10.4404 | -13.55 | -12.9889 | -12.8765 | -18.5894 | -14.8334 | -17.7651 | -19.5612 | -21.4709 | -23.9639 | -21.3525 | -19.8347 | -19.9259 | -19.3966 | -17.6761 | -20.118 | -21.5473 | -19.3335 | -16.9835
TSO | - | 13 | 49 | 2020 | Summer | P, [%] | 0 | 0 | 24.91% | 33.6% | 25.64% | 19.62% | 20.6% | 20.88% | 27.1% | 25.98% | 25.75% | 37.18% | 29.67% | 35.53% | 39.12% | 42.94% | 47.93% | 42.7% | 39.67% | 39.85% | 38.79% | 35.35% | 40.24% | 43.09% | 38.67% | 33.97%
TSO | - | 13 | 49 | 2020 | Summer | Q, [MVAr] | 0 | 0 | -3.1418 | 0.30386 | -2.9026 | -5.7437 | -5.8316 | -6.7554 | -4.2845 | 3.721 | 8.5826 | 12.2302 | 8.6807 | 11.5772 | 10.7797 | 10.5033 | 8.3467 | 6.0401 | 7.9084 | 8.4816 | 4.1574 | 2.9627 | 2.4453 | 1.802 | 0.073326 | -2.9768
TSO | - | 13 | 49 | 2020 | Summer | Q, [%] | 0 | 0 | 6.284% | 0.6077% | 5.805% | 11.49% | 11.66% | 13.51% | 8.569% | 7.442% | 17.17% | 24.46% | 17.36% | 23.15% | 21.56% | 21.01% | 16.69% | 12.08% | 15.82% | 16.96% | 8.315% | 5.925% | 4.891% | 3.604% | 0.1467% | 5.954%
TSO | - | 13 | 49 | 2020 | Summer | Q, [MVAr] | 0 | 0 | 3.4597 | 0.23665 | 3.2308 | 5.9884 | 6.0971 | 7.0449 | 4.6734 | -3.3654 | -8.1336 | -11.3293 | -8.127 | -10.7624 | -9.8769 | -9.466 | -7.1781 | -5.1296 | -7.0756 | -7.6249 | -3.4003 | -2.3452 | -1.6534 | -0.90133 | 0.65037 | 3.5514
TSO | - | 13 | 49 | 2020 | Summer | Q, [%] | 0 | 0 | 6.919% | 0.4733% | 6.462% | 11.98% | 12.19% | 14.09% | 9.347% | 6.731% | 16.27% | 22.66% | 16.25% | 21.52% | 19.75% | 18.93% | 14.36% | 10.26% | 14.15% | 15.25% | 6.801% | 4.69% | 3.307% | 1.803% | 1.301% | 7.103%
TSO | - | 13 | 49 | 2020 | Summer | S, [MVA] | 0 | 0 | 12.844 | 16.804 | 13.1429 | 11.3682 | 11.8384 | 12.4353 | 14.2112 | 13.5114 | 15.4747 | 22.2518 | 17.1868 | 21.2045 | 22.3348 | 23.9023 | 25.3759 | 22.1903 | 21.3531 | 21.6559 | 19.8372 | 17.9227 | 20.2661 | 21.6225 | 19.3337 | 17.2424
TSO | - | 13 | 49 | 2020 | Summer | S, [%] | 0 | 0 | 25.69% | 33.61% | 26.29% | 22.74% | 23.68% | 24.87% | 28.42% | 27.02% | 30.95% | 44.5% | 34.37% | 42.41% | 44.67% | 47.8% | 50.75% | 44.38% | 42.71% | 43.31% | 39.67% | 35.85% | 40.53% | 43.25% | 38.67% | 34.48%
TSO | - | 13 | 49 | 2020 | Summer | S, [MVA] | 0 | 0 | 12.9254 | 16.8029 | 13.2193 | 11.4937 | 11.9714 | 12.595 | 14.3333 | 13.4178 | 15.2302 | 21.7697 | 16.9139 | 20.7708 | 21.9133 | 23.465 | 25.0159 | 21.96 | 21.0589 | 21.3349 | 19.6924 | 17.831 | 20.1859 | 21.5662 | 19.3444 | 17.3508
TSO | - | 13 | 49 | 2020 | Summer | S, [%] | 0 | 0 | 25.85% | 33.61% | 26.44% | 22.99% | 23.94% | 25.19% | 28.67% | 26.84% | 30.46% | 43.54% | 33.83% | 41.54% | 43.83% | 46.93% | 50.03% | 43.92% | 42.12% | 42.67% | 39.38% | 35.66% | 40.37% | 43.13% | 38.69% | 34.7%
TSO | - | 29 | 52 | 2020 | Summer | P, [MW] | 0 | 0 | 6.7887 | 3.9987 | 6.027 | 4.4569 | 4.6733 | 4.6498 | 6.0584 | 11.3768 | 13.1776 | 13.7556 | 14.6337 | 14.8543 | 14.5422 | 15.8115 | 14.6877 | 13.252 | 13.5456 | 13.4044 | 12.5749 | 12.823 | 13.1559 | 15.4651 | 16.4003 | 11.8643
TSO | - | 29 | 52 | 2020 | Summer | P, [%] | 0 | 0 | 13.58% | 7.997% | 12.05% | 8.914% | 9.347% | 9.3% | 12.12% | 22.75% | 26.36% | 27.51% | 29.27% | 29.71% | 29.08% | 31.62% | 29.38% | 26.5% | 27.09% | 26.81% | 25.15% | 25.65% | 26.31% | 30.93% | 32.8% | 23.73%
TSO | - | 29 | 52 | 2020 | Summer | P, [MW] | 0 | 0 | -6.7061 | -3.9669 | -5.9693 | -4.4251 | -4.64 | -4.6183 | -5.997 | -11.1291 | -12.8802 | -13.4288 | -14.2572 | -14.4429 | -14.1493 | -15.3724 | -14.3078 | -12.9541 | -13.2499 | -13.1068 | -12.2903 | -12.5313 | -12.8588 | -15.0444 | -15.9301 | -11.61
TSO | - | 29 | 52 | 2020 | Summer | P, [%] | 0 | 0 | 13.41% | 7.934% | 11.94% | 8.85% | 9.28% | 9.237% | 11.99% | 22.26% | 25.76% | 26.86% | 28.51% | 28.89% | 28.3% | 30.74% | 28.62% | 25.91% | 26.5% | 26.21% | 24.58% | 25.06% | 25.72% | 30.09% | 31.86% | 23.22%
TSO | - | 29 | 52 | 2020 | Summer | Q, [MVAr] | 0 | 0 | 3.28 | 2.5022 | 2.0083 | 1.5374 | 1.224 | -0.80103 | 2.2441 | 6.5019 | 5.3154 | 5.9065 | 6.677 | 7.7769 | 7.5846 | 7.2434 | 6.7747 | 5.0785 | 4.3212 | 4.8178 | 6.3622 | 6.4008 | 5.8698 | 7.3756 | 7.5793 | 5.8388
TSO | - | 29 | 52 | 2020 | Summer | Q, [%] | 0 | 0 | 6.56% | 5.004% | 4.017% | 3.075% | 2.448% | 1.602% | 4.488% | 13% | 10.63% | 11.81% | 13.35% | 15.55% | 15.17% | 14.49% | 13.55% | 10.16% | 8.642% | 9.636% | 12.72% | 12.8% | 11.74% | 14.75% | 15.16% | 11.68%
TSO | - | 29 | 52 | 2020 | Summer | Q, [MVAr] | 0 | 0 | -3.1728 | -2.4609 | -1.9336 | -1.4962 | -1.1809 | 0.84189 | -2.1645 | -6.1808 | -4.9297 | -5.4827 | -6.1889 | -7.2434 | -7.075 | -6.674 | -6.282 | -4.6921 | -3.9378 | -4.4318 | -5.9931 | -6.0224 | -5.4845 | -6.83 | -6.9694 | -5.5089
TSO | - | 29 | 52 | 2020 | Summer | Q, [%] | 0 | 0 | 6.346% | 4.922% | 3.867% | 2.992% | 2.362% | 1.684% | 4.329% | 12.36% | 9.859% | 10.97% | 12.38% | 14.49% | 14.15% | 13.35% | 12.56% | 9.384% | 7.876% | 8.864% | 11.99% | 12.04% | 10.97% | 13.66% | 13.94% | 11.02%
TSO | - | 29 | 52 | 2020 | Summer | S, [MVA] | 0 | 0 | 7.5396 | 4.7171 | 6.3528 | 4.7146 | 4.831 | 4.7183 | 6.4606 | 13.1037 | 14.2093 | 14.9701 | 16.085 | 16.7669 | 16.4013 | 17.3917 | 16.1748 | 14.1918 | 14.2182 | 14.244 | 14.0928 | 14.3318 | 14.406 | 17.1339 | 18.067 | 13.2232
TSO | - | 29 | 52 | 2020 | Summer | S, [%] | 0 | 0 | 15.08% | 9.434% | 12.71% | 9.429% | 9.662% | 9.437% | 12.92% | 26.21% | 28.42% | 29.94% | 32.17% | 33.53% | 32.8% | 34.78% | 32.35% | 28.38% | 28.44% | 28.49% | 28.19% | 28.66% | 28.81% | 34.27% | 36.13% | 26.45%
TSO | - | 29 | 52 | 2020 | Summer | S, [MVA] | 0 | 0 | 7.4188 | 4.6682 | 6.2747 | 4.6712 | 4.7879 | 4.6944 | 6.3757 | 12.7302 | 13.7913 | 14.5049 | 15.5426 | 16.1575 | 15.8195 | 16.7587 | 15.6262 | 13.7777 | 13.8227 | 13.8358 | 13.6736 | 13.9033 | 13.9796 | 16.5222 | 17.3879 | 12.8506
TSO | - | 29 | 52 | 2020 | Summer | S, [%] | 0 | 0 | 14.84% | 9.336% | 12.55% | 9.342% | 9.576% | 9.389% | 12.75% | 25.46% | 27.58% | 29.01% | 31.09% | 32.31% | 31.64% | 33.52% | 31.25% | 27.56% | 27.65% | 27.67% | 27.35% | 27.81% | 27.96% | 33.04% | 34.78% | 25.7%
TSO | - | 52 | 53 | 2020 | Summer | P, [MW] | 0 | 0 | 3.3248 | 0.97929 | 3.2092 | 1.7098 | 1.8826 | 2.0628 | 2.9058 | 7.3989 | 8.7499 | 9.1124 | 9.6149 | 9.6395 | 9.4149 | 10.4883 | 9.7587 | 8.3425 | 8.7888 | 8.5422 | 7.9803 | 8.2394 | 8.5773 | 10.4816 | 11.3874 | 7.6727
TSO | - | 52 | 53 | 2020 | Summer | P, [%] | 0 | 0 | 6.65% | 1.959% | 6.418% | 3.42% | 3.765% | 4.126% | 5.812% | 14.8% | 17.5% | 18.22% | 19.23% | 19.28% | 18.83% | 20.98% | 19.52% | 16.68% | 17.58% | 17.08% | 15.96% | 16.48% | 17.15% | 20.96% | 22.77% | 15.35%
TSO | - | 52 | 53 | 2020 | Summer | P, [MW] | 0 | 0 | -3.3073 | -0.97292 | -3.197 | -1.7047 | -1.878 | -2.0596 | -2.8937 | -7.3284 | -8.6706 | -9.0321 | -9.5208 | -9.5398 | -9.3216 | -10.379 | -9.6605 | -8.2743 | -8.7185 | -8.4735 | -7.9067 | -8.1634 | -8.4985 | -10.3631 | -11.2479 | -7.6026
TSO | - | 52 | 53 | 2020 | Summer | P, [%] | 0 | 0 | 6.615% | 1.946% | 6.394% | 3.409% | 3.756% | 4.119% | 5.787% | 14.66% | 17.34% | 18.06% | 19.04% | 19.08% | 18.64% | 20.76% | 19.32% | 16.55% | 17.44% | 16.95% | 15.81% | 16.33% | 17% | 20.73% | 22.5% | 15.21%
TSO | - | 52 | 53 | 2020 | Summer | Q, [MVAr] | 0 | 0 | 3.3163 | 2.7 | 2.3401 | 1.9027 | 1.5635 | 0.066806 | 2.5949 | 5.7025 | 4.4036 | 3.8566 | 4.6824 | 5.1869 | 4.875 | 4.7131 | 4.919 | 3.5443 | 2.9574 | 3.2601 | 5.2757 | 5.2333 | 4.9584 | 5.9691 | 6.3238 | 5.222
TSO | - | 52 | 53 | 2020 | Summer | Q, [%] | 0 | 0 | 6.633% | 5.4% | 4.68% | 3.805% | 3.127% | 0.1336% | 5.19% | 11.4% | 8.807% | 7.713% | 9.365% | 10.37% | 9.75% | 9.426% | 9.838% | 7.089% | 5.915% | 6.52% | 10.55% | 10.47% | 9.917% | 11.94% | 12.65% | 10.44%
TSO | - | 52 | 53 | 2020 | Summer | Q, [MVAr] | 0 | 0 | -3.2937 | -2.6918 | -2.3243 | -1.8962 | -1.5575 | -0.06265 | -2.5793 | -5.6115 | -4.3012 | -3.7528 | -4.5608 | -5.058 | -4.7545 | -4.5721 | -4.7922 | -3.4563 | -2.8666 | -3.1713 | -5.1806 | -5.1351 | -4.8566 | -5.8161 | -6.1437 | -5.1314
TSO | - | 52 | 53 | 2020 | Summer | Q, [%] | 0 | 0 | 6.587% | 5.384% | 4.649% | 3.792% | 3.115% | 0.1253% | 5.159% | 11.22% | 8.602% | 7.506% | 9.122% | 10.12% | 9.509% | 9.144% | 9.584% | 6.913% | 5.733% | 6.343% | 10.36% | 10.27% | 9.713% | 11.63% | 12.29% | 10.26%
TSO | - | 52 | 53 | 2020 | Summer | S, [MVA] | 0 | 0 | 4.696 | 2.8721 | 3.9717 | 2.558 | 2.4472 | 2.0639 | 3.8958 | 9.3414 | 9.7956 | 9.8949 | 10.6945 | 10.9464 | 10.6021 | 11.4986 | 10.9284 | 9.0641 | 9.273 | 9.1432 | 9.5665 | 9.7609 | 9.9074 | 12.0621 | 13.0255 | 9.2811
TSO | - | 52 | 53 | 2020 | Summer | S, [%] | 0 | 0 | 9.392% | 5.744% | 7.943% | 5.116% | 4.894% | 4.128% | 7.792% | 18.68% | 19.59% | 19.79% | 21.39% | 21.89% | 21.2% | 23% | 21.86% | 18.13% | 18.55% | 18.29% | 19.13% | 19.52% | 19.81% | 24.12% | 26.05% | 18.56%
TSO | - | 52 | 53 | 2020 | Summer | S, [MVA] | 0 | 0 | 4.6676 | 2.8622 | 3.9526 | 2.5498 | 2.4399 | 2.0606 | 3.8763 | 9.2301 | 9.6789 | 9.7807 | 10.5568 | 10.7977 | 10.4641 | 11.3414 | 10.7838 | 8.9672 | 9.1776 | 9.0476 | 9.4527 | 9.6442 | 9.7883 | 11.8836 | 12.8164 | 9.1722
TSO | - | 52 | 53 | 2020 | Summer | S, [%] | 0 | 0 | 9.335% | 5.724% | 7.905% | 5.1% | 4.88% | 4.121% | 7.753% | 18.46% | 19.36% | 19.56% | 21.11% | 21.6% | 20.93% | 22.68% | 21.57% | 17.93% | 18.36% | 18.1% | 18.91% | 19.29% | 19.58% | 23.77% | 25.63% | 18.34%
TSO | - | 53 | 54 | 2020 | Summer | P, [MW] | 0 | 0 | -1.9688 | -1.1288 | 0.36063 | -0.7008 | 1.2811 | 1.015 | -2.7743 | -5.106 | -6.6825 | -7.4135 | -6.8718 | -9.2253 | -8.7848 | -8.6545 | -8.6754 | -7.7127 | -6.9025 | -6.8512 | -7.0128 | -6.445 | -7.1403 | -8.6349 | -8.6961 | -6.411
TSO | - | 53 | 54 | 2020 | Summer | P, [%] | 0 | 0 | 3.938% | 2.258% | 0.7213% | 1.402% | 2.562% | 2.03% | 5.549% | 10.21% | 13.37% | 14.83% | 13.74% | 18.45% | 17.57% | 17.31% | 17.35% | 15.43% | 13.81% | 13.7% | 14.03% | 12.89% | 14.28% | 17.27% | 17.39% | 12.82%
TSO | - | 53 | 54 | 2020 | Summer | P, [MW] | 0 | 0 | 1.9769 | 1.1313 | -0.35921 | 0.70179 | -1.2779 | -1.012 | 2.7897 | 5.1671 | 6.7982 | 7.5634 | 6.9938 | 9.4564 | 8.9903 | 8.8517 | 8.8573 | 7.8527 | 7.019 | 6.9719 | 7.1136 | 6.531 | 7.2446 | 8.7915 | 8.8586 | 6.4965
TSO | - | 53 | 54 | 2020 | Summer | P, [%] | 0 | 0 | 3.954% | 2.263% | 0.7184% | 1.404% | 2.556% | 2.024% | 5.579% | 10.33% | 13.6% | 15.13% | 13.99% | 18.91% | 17.98% | 17.7% | 17.71% | 15.71% | 14.04% | 13.94% | 14.23% | 13.06% | 14.49% | 17.58% | 17.72% | 12.99%
TSO | - | 53 | 54 | 2020 | Summer | Q, [MVAr] | 0 | 0 | -0.49943 | -0.06686 | -0.77912 | 0.17204 | -0.16661 | 0.75231 | 0.16548 | -1.9747 | -3.285 | -4.1782 | -3.3703 | -4.942 | -4.5558 | -4.3934 | -3.4837 | -2.7506 | -2.9955 | -3.3804 | -0.68147 | -1.0718 | -0.66066 | -1.0804 | -1.4425 | -0.73066
TSO | - | 53 | 54 | 2020 | Summer | Q, [%] | 0 | 0 | 0.9989% | 0.1337% | 1.558% | 0.3441% | 0.3332% | 1.505% | 0.331% | 3.949% | 6.57% | 8.356% | 6.741% | 9.884% | 9.112% | 8.787% | 6.967% | 5.501% | 5.991% | 6.761% | 1.363% | 2.144% | 1.321% | 2.161% | 2.885% | 1.461%
TSO | - | 53 | 54 | 2020 | Summer | Q, [MVAr] | 0 | 0 | 0.50952 | 0.069892 | 0.78087 | -0.17081 | 0.17054 | -0.74862 | -0.14653 | 2.0502 | 3.4279 | 4.3635 | 3.521 | 5.2274 | 4.8098 | 4.637 | 3.7083 | 2.9236 | 3.1394 | 3.5295 | 0.80601 | 1.178 | 0.78952 | 1.2739 | 1.6434 | 0.83631
TSO | - | 53 | 54 | 2020 | Summer | Q, [%] | 0 | 0 | 1.019% | 0.1398% | 1.562% | 0.3416% | 0.3411% | 1.497% | 0.2931% | 4.1% | 6.856% | 8.727% | 7.042% | 10.45% | 9.62% | 9.274% | 7.417% | 5.847% | 6.279% | 7.059% | 1.612% | 2.356% | 1.579% | 2.548% | 3.287% | 1.673%
TSO | - | 53 | 54 | 2020 | Summer | S, [MVA] | 0 | 0 | 2.0311 | 1.1308 | 0.85853 | 0.72161 | 1.2919 | 1.2634 | 2.7793 | 5.4745 | 7.4463 | 8.5099 | 7.6538 | 10.4657 | 9.8958 | 9.7058 | 9.3487 | 8.1885 | 7.5245 | 7.6398 | 7.0459 | 6.5335 | 7.1708 | 8.7022 | 8.8149 | 6.4525
TSO | - | 53 | 54 | 2020 | Summer | S, [%] | 0 | 0 | 4.062% | 2.262% | 1.717% | 1.443% | 2.584% | 2.527% | 5.559% | 10.95% | 14.89% | 17.02% | 15.31% | 20.93% | 19.79% | 19.41% | 18.7% | 16.38% | 15.05% | 15.28% | 14.09% | 13.07% | 14.34% | 17.4% | 17.63% | 12.9%
TSO | - | 53 | 54 | 2020 | Summer | S, [MVA] | 0 | 0 | 2.0415 | 1.1334 | 0.85953 | 0.72228 | 1.2893 | 1.2588 | 2.7935 | 5.5589 | 7.6135 | 8.7319 | 7.8301 | 10.805 | 10.1961 | 9.9927 | 9.6023 | 8.3793 | 7.6891 | 7.8144 | 7.1591 | 6.6363 | 7.2875 | 8.8833 | 9.0098 | 6.5501
TSO | - | 53 | 54 | 2020 | Summer | S, [%] | 0 | 0 | 4.083% | 2.267% | 1.719% | 1.445% | 2.579% | 2.518% | 5.587% | 11.12% | 15.23% | 17.46% | 15.66% | 21.61% | 20.39% | 19.99% | 19.2% | 16.76% | 15.38% | 15.63% | 14.32% | 13.27% | 14.58% | 17.77% | 18.02% | 13.1%
TSO | - | 54 | 55 | 2020 | Summer | P, [MW] | 0 | 0 | -1.9769 | -1.1313 | 0.35921 | -0.70179 | 1.2779 | 1.012 | -2.7897 | -5.1671 | -6.7982 | -7.5634 | -6.9938 | -9.4564 | -8.9903 | -8.8517 | -8.8573 | -7.8527 | -7.019 | -6.9719 | -7.1136 | -6.531 | -7.2446 | -8.7915 | -8.8586 | -6.4965
TSO | - | 54 | 55 | 2020 | Summer | P, [%] | 0 | 0 | 3.954% | 2.263% | 0.7184% | 1.404% | 2.556% | 2.024% | 5.579% | 10.33% | 13.6% | 15.13% | 13.99% | 18.91% | 17.98% | 17.7% | 17.71% | 15.71% | 14.04% | 13.94% | 14.23% | 13.06% | 14.49% | 17.58% | 17.72% | 12.99%
TSO | - | 54 | 55 | 2020 | Summer | P, [MW] | 0 | 0 | 1.9903 | 1.1372 | -0.35068 | 0.70529 | -1.2707 | -1.0095 | 2.8065 | 5.2364 | 6.9243 | 7.7245 | 7.1257 | 9.6962 | 9.2051 | 9.0578 | 9.0453 | 7.999 | 7.1445 | 7.1031 | 7.2136 | 6.6188 | 7.3478 | 8.9452 | 9.0197 | 6.5826
TSO | - | 54 | 55 | 2020 | Summer | P, [%] | 0 | 0 | 3.981% | 2.274% | 0.7014% | 1.411% | 2.541% | 2.019% | 5.613% | 10.47% | 13.85% | 15.45% | 14.25% | 19.39% | 18.41% | 18.12% | 18.09% | 16% | 14.29% | 14.21% | 14.43% | 13.24% | 14.7% | 17.89% | 18.04% | 13.17%
TSO | - | 54 | 55 | 2020 | Summer | Q, [MVAr] | 0 | 0 | -1.8689 | -1.4374 | -2.1646 | -1.2238 | -1.5678 | -0.65138 | -1.2224 | -3.3704 | -4.7251 | -5.6214 | -4.7884 | -6.4799 | -6.0772 | -5.9017 | -4.9893 | -4.2289 | -4.4474 | -4.8308 | -2.1167 | -2.4779 | -2.1111 | -2.5806 | -2.9554 | -2.1538
TSO | - | 54 | 55 | 2020 | Summer | Q, [%] | 0 | 0 | 3.738% | 2.875% | 4.329% | 2.448% | 3.136% | 1.303% | 2.445% | 6.741% | 9.45% | 11.24% | 9.577% | 12.96% | 12.15% | 11.8% | 9.979% | 8.458% | 8.895% | 9.662% | 4.233% | 4.956% | 4.222% | 5.161% | 5.911% | 4.308%
TSO | - | 54 | 55 | 2020 | Summer | Q, [MVAr] | 0 | 0 | 1.8864 | 1.4451 | 2.1758 | 1.2284 | 1.5773 | 0.65467 | 1.2443 | 3.4611 | 4.8901 | 5.8321 | 4.9608 | 6.7936 | 6.358 | 6.1713 | 5.2352 | 4.4203 | 4.6115 | 5.0023 | 2.2474 | 2.5927 | 2.246 | 2.7815 | 3.1661 | 2.2664
TSO | - | 54 | 55 | 2020 | Summer | Q, [%] | 0 | 0 | 3.773% | 2.89% | 4.352% | 2.457% | 3.155% | 1.309% | 2.489% | 6.922% | 9.78% | 11.66% | 9.922% | 13.59% | 12.72% | 12.34% | 10.47% | 8.841% | 9.223% | 10% | 4.495% | 5.185% | 4.492% | 5.563% | 6.332% | 4.533%
TSO | - | 54 | 55 | 2020 | Summer | S, [MVA] | 0 | 0 | 2.7205 | 1.8292 | 2.1942 | 1.4107 | 2.0227 | 1.2035 | 3.0457 | 6.1691 | 8.279 | 9.4237 | 8.476 | 11.4635 | 10.8517 | 10.6387 | 10.1659 | 8.919 | 8.3094 | 8.482 | 7.4219 | 6.9852 | 7.5459 | 9.1624 | 9.3386 | 6.8442
TSO | - | 54 | 55 | 2020 | Summer | S, [%] | 0 | 0 | 5.441% | 3.658% | 4.388% | 2.821% | 4.045% | 2.407% | 6.091% | 12.34% | 16.56% | 18.85% | 16.95% | 22.93% | 21.7% | 21.28% | 20.33% | 17.84% | 16.62% | 16.96% | 14.84% | 13.97% | 15.09% | 18.32% | 18.68% | 13.69%
TSO | - | 54 | 55 | 2020 | Summer | S, [MVA] | 0 | 0 | 2.7422 | 1.8389 | 2.2039 | 1.4164 | 2.0255 | 1.2032 | 3.07 | 6.2769 | 8.477 | 9.6789 | 8.6825 | 11.8393 | 11.1874 | 10.9603 | 10.451 | 9.1391 | 8.5035 | 8.6877 | 7.5555 | 7.1085 | 7.6834 | 9.3677 | 9.5593 | 6.9618
TSO | - | 54 | 55 | 2020 | Summer | S, [%] | 0 | 0 | 5.484% | 3.678% | 4.408% | 2.833% | 4.051% | 2.406% | 6.14% | 12.55% | 16.95% | 19.36% | 17.36% | 23.68% | 22.37% | 21.92% | 20.9% | 18.28% | 17.01% | 17.38% | 15.11% | 14.22% | 15.37% | 18.74% | 19.12% | 13.92%
TSO | - | 11 | 43 | 2020 | Summer | P, [MW] | 0 | 0 | 8.9849 | 8.9037 | 7.9375 | 6.9089 | 7.0826 | 8.0903 | 9.948 | 10.7312 | 10.6128 | 9.0236 | 8.7041 | 9.943 | 9.918 | 10.4751 | 11.2886 | 10.88 | 10.1844 | 10.2233 | 10.5363 | 11.0388 | 11.2026 | 11.4494 | 9.4549 | 8.3295
TSO | - | 11 | 43 | 2020 | Summer | P, [%] | 0 | 0 | 17.97% | 17.81% | 15.87% | 13.82% | 14.17% | 16.18% | 19.9% | 21.46% | 21.23% | 18.05% | 17.41% | 19.89% | 19.84% | 20.95% | 22.58% | 21.76% | 20.37% | 20.45% | 21.07% | 22.08% | 22.41% | 22.9% | 18.91% | 16.66%
TSO | - | 11 | 43 | 2020 | Summer | P, [MW] | 0 | 0 | -8.9849 | -8.9037 | -7.9375 | -6.9089 | -7.0826 | -8.0903 | -9.948 | -10.7312 | -10.6128 | -9.0236 | -8.7041 | -9.943 | -9.918 | -10.4751 | -11.2886 | -10.88 | -10.1844 | -10.2233 | -10.5363 | -11.0388 | -11.2026 | -11.4494 | -9.4549 | -8.3295
TSO | - | 11 | 43 | 2020 | Summer | P, [%] | 0 | 0 | 17.97% | 17.81% | 15.87% | 13.82% | 14.17% | 16.18% | 19.9% | 21.46% | 21.23% | 18.05% | 17.41% | 19.89% | 19.84% | 20.95% | 22.58% | 21.76% | 20.37% | 20.45% | 21.07% | 22.08% | 22.41% | 22.9% | 18.91% | 16.66%
TSO | - | 11 | 43 | 2020 | Summer | Q, [MVAr] | 0 | 0 | -2.2494 | -2.5178 | -3.2429 | -3.1301 | -3.053 | -3.5338 | -1.1399 | 1.7625 | 2.5453 | 2.9832 | 2.2562 | 3.5595 | 4.2059 | 3.9291 | 3.034 | 1.867 | 2.1302 | 2.1623 | 1.4579 | 1.1716 | 1.1624 | 1.0822 | -0.13248 | -1.151
TSO | - | 11 | 43 | 2020 | Summer | Q, [%] | 0 | 0 | 4.499% | 5.036% | 6.486% | 6.26% | 6.106% | 7.068% | 2.28% | 3.525% | 5.091% | 5.966% | 4.512% | 7.119% | 8.412% | 7.858% | 6.068% | 3.734% | 4.26% | 4.325% | 2.916% | 2.343% | 2.325% | 2.164% | 0.265% | 2.302%
TSO | - | 11 | 43 | 2020 | Summer | Q, [MVAr] | 0 | 0 | 2.3821 | 2.6487 | 3.355 | 3.2174 | 3.1436 | 3.6511 | 1.2956 | -1.5784 | -2.364 | -2.8494 | -2.1336 | -3.395 | -4.0345 | -3.7439 | -2.8316 | -1.6834 | -1.9689 | -1.9997 | -1.2835 | -0.98245 | -0.96689 | -0.87831 | 0.27073 | 1.2605
TSO | - | 11 | 43 | 2020 | Summer | Q, [%] | 0 | 0 | 4.764% | 5.297% | 6.71% | 6.435% | 6.287% | 7.302% | 2.591% | 3.157% | 4.728% | 5.699% | 4.267% | 6.79% | 8.069% | 7.488% | 5.663% | 3.367% | 3.938% | 3.999% | 2.567% | 1.965% | 1.934% | 1.757% | 0.5415% | 2.521%
TSO | - | 11 | 43 | 2020 | Summer | S, [MVA] | 0 | 0 | 9.2622 | 9.2529 | 8.5744 | 7.5849 | 7.7126 | 8.8284 | 10.013 | 10.875 | 10.9137 | 9.5039 | 8.9917 | 10.5609 | 10.7729 | 11.1877 | 11.6893 | 11.039 | 10.4048 | 10.4495 | 10.6367 | 11.1008 | 11.2627 | 11.5005 | 9.4559 | 8.4086
TSO | - | 11 | 43 | 2020 | Summer | S, [%] | 0 | 0 | 18.52% | 18.51% | 17.15% | 15.17% | 15.43% | 17.66% | 20.03% | 21.75% | 21.83% | 19.01% | 17.98% | 21.12% | 21.55% | 22.38% | 23.38% | 22.08% | 20.81% | 20.9% | 21.27% | 22.2% | 22.53% | 23% | 18.91% | 16.82%
TSO | - | 11 | 43 | 2020 | Summer | S, [MVA] | 0 | 0 | 9.2953 | 9.2893 | 8.6174 | 7.6213 | 7.7489 | 8.876 | 10.032 | 10.8467 | 10.8729 | 9.4628 | 8.9618 | 10.5066 | 10.7072 | 11.1241 | 11.6384 | 11.0095 | 10.373 | 10.4171 | 10.6142 | 11.0825 | 11.2442 | 11.4831 | 9.4588 | 8.4243
TSO | - | 11 | 43 | 2020 | Summer | S, [%] | 0 | 0 | 18.59% | 18.58% | 17.23% | 15.24% | 15.5% | 17.75% | 20.06% | 21.69% | 21.75% | 18.93% | 17.92% | 21.01% | 21.41% | 22.25% | 23.28% | 22.02% | 20.75% | 20.83% | 21.23% | 22.16% | 22.49% | 22.97% | 18.92% | 16.85%
TSO | - | 44 | 45 | 2020 | Summer | P, [MW] | 0 | 0 | -18.3039 | -19.3917 | -18.1047 | -15.8445 | -16.6904 | -15.5467 | -17.2759 | -16.5004 | -18.908 | -22.3584 | -21.882 | -21.3541 | -22.0831 | -27.1409 | -26.5145 | -25.4361 | -25.7809 | -25.7481 | -19.7724 | -20.5027 | -21.6106 | -24.0951 | -23.5943 | -20.5131
TSO | - | 44 | 45 | 2020 | Summer | P, [%] | 0 | 0 | 36.61% | 38.78% | 36.21% | 31.69% | 33.38% | 31.09% | 34.55% | 33% | 37.82% | 44.72% | 43.76% | 42.71% | 44.17% | 54.28% | 53.03% | 50.87% | 51.56% | 51.5% | 39.54% | 41.01% | 43.22% | 48.19% | 47.19% | 41.03%
TSO | - | 44 | 45 | 2020 | Summer | P, [MW] | 0 | 0 | 18.51 | 19.6218 | 18.303 | 15.997 | 16.8593 | 15.6956 | 17.4593 | 16.6899 | 19.1448 | 22.6781 | 22.1974 | 21.6459 | 22.3919 | 27.6025 | 26.9525 | 25.8404 | 26.1988 | 26.1638 | 20.0331 | 20.7778 | 21.9116 | 24.4646 | 23.9441 | 20.7729
TSO | - | 44 | 45 | 2020 | Summer | P, [%] | 0 | 0 | 37.02% | 39.24% | 36.61% | 31.99% | 33.72% | 31.39% | 34.92% | 33.38% | 38.29% | 45.36% | 44.39% | 43.29% | 44.78% | 55.21% | 53.91% | 51.68% | 52.4% | 52.33% | 40.07% | 41.56% | 43.82% | 48.93% | 47.89% | 41.55%
TSO | - | 44 | 45 | 2020 | Summer | Q, [MVAr] | 0 | 0 | -0.42512 | -0.56208 | 0.62922 | 1.7853 | 1.7108 | 3.0702 | 0.77909 | -5.2105 | -4.5002 | -4.1334 | -4.8865 | -3.8225 | -3.3851 | -2.5429 | -2.6903 | -1.5654 | -3.0139 | -2.6854 | -4.7984 | -4.1866 | -3.2118 | -2.6593 | -1.4016 | 0.90256
TSO | - | 44 | 45 | 2020 | Summer | Q, [%] | 0 | 0 | 0.8502% | 1.124% | 1.258% | 3.571% | 3.422% | 6.14% | 1.558% | 10.42% | 9% | 8.267% | 9.773% | 7.645% | 6.77% | 5.086% | 5.381% | 3.131% | 6.028% | 5.371% | 9.597% | 8.373% | 6.424% | 5.319% | 2.803% | 1.805%
TSO | - | 44 | 45 | 2020 | Summer | Q, [MVAr] | 0 | 0 | 0.42474 | 0.60689 | -0.65205 | -1.9023 | -1.7948 | -3.1992 | -0.82523 | 5.1892 | 4.5683 | 4.3596 | 5.1098 | 3.9948 | 3.5901 | 3.0521 | 3.1498 | 1.9622 | 3.4359 | 3.1031 | 4.915 | 4.3312 | 3.4091 | 2.991 | 1.693 | -0.79589
TSO | - | 44 | 45 | 2020 | Summer | Q, [%] | 0 | 0 | 0.8495% | 1.214% | 1.304% | 3.805% | 3.59% | 6.398% | 1.65% | 10.38% | 9.137% | 8.719% | 10.22% | 7.99% | 7.18% | 6.104% | 6.3% | 3.924% | 6.872% | 6.206% | 9.83% | 8.662% | 6.818% | 5.982% | 3.386% | 1.592%
TSO | - | 44 | 45 | 2020 | Summer | S, [MVA] | 0 | 0 | 18.3088 | 19.3998 | 18.1156 | 15.9447 | 16.7778 | 15.847 | 17.2934 | 17.3036 | 19.4362 | 22.7373 | 22.421 | 21.6935 | 22.3411 | 27.2598 | 26.6506 | 25.4843 | 25.9565 | 25.8878 | 20.3464 | 20.9258 | 21.848 | 24.2414 | 23.6359 | 20.533
TSO | - | 44 | 45 | 2020 | Summer | S, [%] | 0 | 0 | 36.62% | 38.8% | 36.23% | 31.89% | 33.56% | 31.69% | 34.59% | 34.61% | 38.87% | 45.47% | 44.84% | 43.39% | 44.68% | 54.52% | 53.3% | 50.97% | 51.91% | 51.78% | 40.69% | 41.85% | 43.7% | 48.48% | 47.27% | 41.07%
TSO | - | 44 | 45 | 2020 | Summer | S, [MVA] | 0 | 0 | 18.5149 | 19.6312 | 18.3146 | 16.1097 | 16.9546 | 16.0184 | 17.4788 | 17.478 | 19.6823 | 23.0934 | 22.7779 | 22.0115 | 22.6779 | 27.7707 | 27.1359 | 25.9148 | 26.4232 | 26.3472 | 20.6272 | 21.2244 | 22.1752 | 24.6467 | 24.0039 | 20.7881
TSO | - | 44 | 45 | 2020 | Summer | S, [%] | 0 | 0 | 37.03% | 39.26% | 36.63% | 32.22% | 33.91% | 32.04% | 34.96% | 34.96% | 39.36% | 46.19% | 45.56% | 44.02% | 45.36% | 55.54% | 54.27% | 51.83% | 52.85% | 52.69% | 41.25% | 42.45% | 44.35% | 49.29% | 48.01% | 41.58%
TSO | - | 40 | 56 | 2020 | Summer | P, [MW] | 0 | 0 | 2.4378 | 1.7209 | 2.0716 | 2.0745 | 2.2828 | 2.6594 | 2.7659 | 2.7577 | 3.2496 | 2.9069 | 2.8608 | 2.916 | 2.734 | 2.5831 | 2.2077 | 2.2029 | 2.2974 | 2.337 | 2.4302 | 2.6317 | 2.3244 | 2.5758 | 2.1749 | 1.7804
TSO | - | 40 | 56 | 2020 | Summer | P, [%] | 0 | 0 | 24.38% | 17.21% | 20.72% | 20.74% | 22.83% | 26.59% | 27.66% | 27.58% | 32.5% | 29.07% | 28.61% | 29.16% | 27.34% | 25.83% | 22.08% | 22.03% | 22.97% | 23.37% | 24.3% | 26.32% | 23.24% | 25.76% | 21.75% | 17.8%
TSO | - | 40 | 56 | 2020 | Summer | P, [MW] | 0 | 0 | -2.4378 | -1.7209 | -2.0716 | -2.0745 | -2.2828 | -2.6594 | -2.7659 | -2.7577 | -3.2496 | -2.9069 | -2.8608 | -2.916 | -2.734 | -2.5831 | -2.2077 | -2.2029 | -2.2974 | -2.337 | -2.4302 | -2.6317 | -2.3244 | -2.5758 | -2.1749 | -1.7804
TSO | - | 40 | 56 | 2020 | Summer | P, [%] | 0 | 0 | 24.38% | 17.21% | 20.72% | 20.74% | 22.83% | 26.59% | 27.66% | 27.58% | 32.5% | 29.07% | 28.61% | 29.16% | 27.34% | 25.83% | 22.08% | 22.03% | 22.97% | 23.37% | 24.3% | 26.32% | 23.24% | 25.76% | 21.75% | 17.8%
TSO | - | 40 | 56 | 2020 | Summer | Q, [MVAr] | 0 | 0 | -0.65279 | -0.95648 | -0.96569 | -0.70053 | -0.65921 | -0.68731 | -0.21681 | 0.1971 | 0.16881 | 0.090642 | 0.068677 | 0.18833 | 0.55068 | 0.4962 | 0.34995 | 0.065723 | -0.17174 | -0.18744 | -0.035836 | 0.030793 | 0.019057 | 0.060729 | -0.10174 | -0.08133
TSO | - | 40 | 56 | 2020 | Summer | Q, [%] | 0 | 0 | 6.528% | 9.565% | 9.657% | 7.005% | 6.592% | 6.873% | 2.168% | 1.971% | 1.688% | 0.9064% | 0.6868% | 1.883% | 5.507% | 4.962% | 3.499% | 0.6572% | 1.717% | 1.874% | 0.3584% | 0.3079% | 0.1906% | 0.6073% | 1.017% | 0.8133%
TSO | - | 40 | 56 | 2020 | Summer | Q, [MVAr] | 0 | 0 | 0.72995 | 1.0032 | 1.0276 | 0.75661 | 0.72537 | 0.77424 | 0.31024 | -0.099351 | -0.034348 | 0.015201 | 0.03524 | -0.081232 | -0.45298 | -0.40927 | -0.28782 | -0.005121 | 0.23781 | 0.25577 | 0.11065 | 0.056781 | 0.049211 | 0.023198 | 0.16101 | 0.11994
TSO | - | 40 | 56 | 2020 | Summer | Q, [%] | 0 | 0 | 7.3% | 10.03% | 10.28% | 7.566% | 7.254% | 7.742% | 3.102% | 0.9935% | 0.3435% | 0.152% | 0.3524% | 0.8123% | 4.53% | 4.093% | 2.878% | 0.05121% | 2.378% | 2.558% | 1.106% | 0.5678% | 0.4921% | 0.232% | 1.61% | 1.199%
TSO | - | 40 | 56 | 2020 | Summer | S, [MVA] | 0 | 0 | 2.5237 | 1.9688 | 2.2857 | 2.1896 | 2.3761 | 2.7467 | 2.7744 | 2.7647 | 3.2539 | 2.9084 | 2.8616 | 2.922 | 2.7889 | 2.6303 | 2.2353 | 2.2039 | 2.3039 | 2.3445 | 2.4305 | 2.6318 | 2.3245 | 2.5765 | 2.1772 | 1.7822
TSO | - | 40 | 56 | 2020 | Summer | S, [%] | 0 | 0 | 25.24% | 19.69% | 22.86% | 21.9% | 23.76% | 27.47% | 27.74% | 27.65% | 32.54% | 29.08% | 28.62% | 29.22% | 27.89% | 26.3% | 22.35% | 22.04% | 23.04% | 23.44% | 24.3% | 26.32% | 23.25% | 25.76% | 21.77% | 17.82%
TSO | - | 40 | 56 | 2020 | Summer | S, [MVA] | 0 | 0 | 2.5447 | 1.9919 | 2.3125 | 2.2081 | 2.3953 | 2.7698 | 2.7833 | 2.7595 | 3.2497 | 2.907 | 2.861 | 2.9171 | 2.7713 | 2.6153 | 2.2264 | 2.2029 | 2.3097 | 2.3509 | 2.4327 | 2.6323 | 2.325 | 2.5759 | 2.1808 | 1.7844
TSO | - | 40 | 56 | 2020 | Summer | S, [%] | 0 | 0 | 25.45% | 19.92% | 23.12% | 22.08% | 23.95% | 27.7% | 27.83% | 27.59% | 32.5% | 29.07% | 28.61% | 29.17% | 27.71% | 26.15% | 22.26% | 22.03% | 23.1% | 23.51% | 24.33% | 26.32% | 23.25% | 25.76% | 21.81% | 17.84%
TSO | - | 56 | 41 | 2020 | Summer | P, [MW] | 0 | 0 | -3.5644 | -3.7586 | -2.8407 | -2.854 | -2.6748 | -2.6411 | -3.5253 | -4.342 | -4.6136 | -5.0558 | -4.8659 | -5.161 | -5.22 | -5.3022 | -5.067 | -4.8817 | -4.7503 | -4.7481 | -4.7242 | -5.1908 | -5.04 | -5.2188 | -5.0957 | -3.9445
TSO | - | 56 | 41 | 2020 | Summer | P, [%] | 0 | 0 | 35.64% | 37.59% | 28.41% | 28.54% | 26.75% | 26.41% | 35.25% | 43.42% | 46.14% | 50.56% | 48.66% | 51.61% | 52.2% | 53.02% | 50.67% | 48.82% | 47.5% | 47.48% | 47.24% | 51.91% | 50.4% | 52.19% | 50.96% | 39.44%
TSO | - | 56 | 41 | 2020 | Summer | P, [MW] | 0 | 0 | 3.6533 | 3.8552 | 2.9009 | 2.918 | 2.7318 | 2.7027 | 3.618 | 4.4573 | 4.7402 | 5.2042 | 5.0055 | 5.3162 | 5.3805 | 5.4676 | 5.216 | 5.0218 | 4.8806 | 4.8792 | 4.8617 | 5.3535 | 5.1963 | 5.3859 | 5.2568 | 4.048
TSO | - | 56 | 41 | 2020 | Summer | P, [%] | 0 | 0 | 36.53% | 38.55% | 29.01% | 29.18% | 27.32% | 27.03% | 36.18% | 44.57% | 47.4% | 52.04% | 50.06% | 53.16% | 53.8% | 54.68% | 52.16% | 50.22% | 48.81% | 48.79% | 48.62% | 53.53% | 51.96% | 53.86% | 52.57% | 40.48%
TSO | - | 56 | 41 | 2020 | Summer | Q, [MVAr] | 0 | 0 | 1.8501 | 1.9007 | 1.7828 | 1.9693 | 1.8773 | 2.1878 | 2.045 | 0.75019 | 0.43699 | 0.16159 | 0.29073 | -0.088161 | -0.1542 | -0.1121 | 0.17418 | 0.64162 | 0.4043 | 0.61116 | 1.0938 | 0.93606 | 1.1623 | 1.1443 | 1.4036 | 1.7011
TSO | - | 56 | 41 | 2020 | Summer | Q, [%] | 0 | 0 | 18.5% | 19.01% | 17.83% | 19.69% | 18.77% | 21.88% | 20.45% | 7.502% | 4.37% | 1.616% | 2.907% | 0.8816% | 1.542% | 1.121% | 1.742% | 6.416% | 4.043% | 6.112% | 10.94% | 9.361% | 11.62% | 11.44% | 14.04% | 17.01%
TSO | - | 56 | 41 | 2020 | Summer | Q, [MVAr] | 0 | 0 | -1.7618 | -1.8048 | -1.723 | -1.9057 | -1.8208 | -2.1266 | -1.953 | -0.63569 | -0.31136 | -0.01435 | -0.15214 | 0.24222 | 0.31357 | 0.27633 | -0.026176 | -0.50254 | -0.27497 | -0.481 | -0.95721 | -0.77452 | -1.0071 | -0.97838 | -1.2437 | -1.5983
TSO | - | 56 | 41 | 2020 | Summer | Q, [%] | 0 | 0 | 17.62% | 18.05% | 17.23% | 19.06% | 18.21% | 21.27% | 19.53% | 6.357% | 3.114% | 0.1435% | 1.521% | 2.422% | 3.136% | 2.763% | 0.2618% | 5.025% | 2.75% | 4.81% | 9.572% | 7.745% | 10.07% | 9.784% | 12.44% | 15.98%
TSO | - | 56 | 41 | 2020 | Summer | S, [MVA] | 0 | 0 | 4.0159 | 4.2119 | 3.3538 | 3.4674 | 3.2679 | 3.4296 | 4.0755 | 4.4063 | 4.6343 | 5.0584 | 4.8746 | 5.1617 | 5.2222 | 5.3033 | 5.0699 | 4.9237 | 4.7675 | 4.7872 | 4.8491 | 5.2745 | 5.1723 | 5.3428 | 5.2855 | 4.2957
TSO | - | 56 | 41 | 2020 | Summer | S, [%] | 0 | 0 | 40.16% | 42.12% | 33.54% | 34.67% | 32.68% | 34.3% | 40.75% | 44.06% | 46.34% | 50.58% | 48.75% | 51.62% | 52.22% | 53.03% | 50.7% | 49.24% | 47.67% | 47.87% | 48.49% | 52.74% | 51.72% | 53.43% | 52.85% | 42.96%
TSO | - | 56 | 41 | 2020 | Summer | S, [MVA] | 0 | 0 | 4.0559 | 4.2568 | 3.374 | 3.4852 | 3.283 | 3.4391 | 4.1114 | 4.5024 | 4.7504 | 5.2042 | 5.0078 | 5.3217 | 5.3896 | 5.4746 | 5.2161 | 5.0469 | 4.8883 | 4.9028 | 4.9551 | 5.4092 | 5.293 | 5.4741 | 5.4019 | 4.3522
TSO | - | 56 | 41 | 2020 | Summer | S, [%] | 0 | 0 | 40.56% | 42.57% | 33.74% | 34.85% | 32.83% | 34.39% | 41.11% | 45.02% | 47.5% | 52.04% | 50.08% | 53.22% | 53.9% | 54.75% | 52.16% | 50.47% | 48.88% | 49.03% | 49.55% | 54.09% | 52.93% | 54.74% | 54.02% | 43.52%
TSO | - | 56 | 42 | 2020 | Summer | P, [MW] | 0 | 0 | -1.5213 | -1.9191 | -1.3257 | -1.2001 | -0.94858 | -0.85636 | -0.84234 | -0.81398 | -0.82702 | -1.2121 | -1.4235 | -1.1844 | -1.3179 | -1.4644 | -1.8165 | -1.8468 | -1.7289 | -1.7941 | -1.9305 | -2.0566 | -1.9461 | -1.9041 | -2.1332 | -1.5521
TSO | - | 56 | 42 | 2020 | Summer | P, [%] | 0 | 0 | 15.21% | 19.19% | 13.26% | 12% | 9.486% | 8.564% | 8.423% | 8.14% | 8.27% | 12.12% | 14.24% | 11.84% | 13.18% | 14.64% | 18.17% | 18.47% | 17.29% | 17.94% | 19.3% | 20.57% | 19.46% | 19.04% | 21.33% | 15.52%
TSO | - | 56 | 42 | 2020 | Summer | P, [MW] | 0 | 0 | 1.5263 | 1.9271 | 1.3296 | 1.203 | 0.95044 | 0.85828 | 0.84529 | 0.81836 | 0.8299 | 1.2165 | 1.4286 | 1.1885 | 1.3231 | 1.4703 | 1.8247 | 1.8554 | 1.7355 | 1.8012 | 1.9395 | 2.0666 | 1.9555 | 1.9124 | 2.1436 | 1.5577
TSO | - | 56 | 42 | 2020 | Summer | P, [%] | 0 | 0 | 15.26% | 19.27% | 13.3% | 12.03% | 9.504% | 8.583% | 8.453% | 8.184% | 8.299% | 12.17% | 14.29% | 11.88% | 13.23% | 14.7% | 18.25% | 18.55% | 17.35% | 18.01% | 19.39% | 20.67% | 19.56% | 19.12% | 21.44% | 15.58%
TSO | - | 56 | 42 | 2020 | Summer | Q, [MVAr] | 0 | 0 | -0.060005 | -0.35413 | -0.33869 | 0.023817 | 0.081278 | 0.47052 | 0.81589 | 1.1195 | 0.76641 | 0.70134 | 0.46812 | 0.64555 | 0.76818 | 0.68604 | 0.60842 | 0.68544 | 0.1054 | 0.19605 | 0.54323 | 0.48117 | 0.62616 | 0.26912 | 0.33923 | 0.40065
TSO | - | 56 | 42 | 2020 | Summer | Q, [%] | 0 | 0 | 0.6001% | 3.541% | 3.387% | 0.2382% | 0.8128% | 4.705% | 8.159% | 11.2% | 7.664% | 7.013% | 4.681% | 6.456% | 7.682% | 6.86% | 6.084% | 6.854% | 1.054% | 1.961% | 5.432% | 4.812% | 6.262% | 2.691% | 3.392% | 4.006%
TSO | - | 56 | 42 | 2020 | Summer | Q, [MVAr] | 0 | 0 | 0.068188 | 0.3674 | 0.34511 | -0.018909 | -0.078181 | -0.46731 | -0.81097 | -1.1123 | -0.76162 | -0.69407 | -0.45967 | -0.63877 | -0.75941 | -0.6762 | -0.5948 | -0.67108 | -0.094392 | -0.18413 | -0.52817 | -0.46447 | -0.61053 | -0.25526 | -0.32201 | -0.39142
TSO | - | 56 | 42 | 2020 | Summer | Q, [%] | 0 | 0 | 0.6819% | 3.674% | 3.451% | 0.1891% | 0.7818% | 4.673% | 8.11% | 11.12% | 7.616% | 6.941% | 4.597% | 6.388% | 7.594% | 6.762% | 5.948% | 6.711% | 0.9439% | 1.841% | 5.282% | 4.645% | 6.105% | 2.553% | 3.22% | 3.914%
TSO | - | 56 | 42 | 2020 | Summer | S, [MVA] | 0 | 0 | 1.5225 | 1.9515 | 1.3683 | 1.2003 | 0.95206 | 0.97711 | 1.1727 | 1.3842 | 1.1275 | 1.4004 | 1.4985 | 1.3489 | 1.5254 | 1.6172 | 1.9157 | 1.9699 | 1.7321 | 1.8047 | 2.0054 | 2.1121 | 2.0444 | 1.923 | 2.16 | 1.603
TSO | - | 56 | 42 | 2020 | Summer | S, [%] | 0 | 0 | 15.23% | 19.52% | 13.68% | 12% | 9.521% | 9.771% | 11.73% | 13.84% | 11.28% | 14% | 14.99% | 13.49% | 15.25% | 16.17% | 19.16% | 19.7% | 17.32% | 18.05% | 20.05% | 21.12% | 20.44% | 19.23% | 21.6% | 16.03%
TSO | - | 56 | 42 | 2020 | Summer | S, [MVA] | 0 | 0 | 1.5278 | 1.9618 | 1.3737 | 1.2032 | 0.95365 | 0.97726 | 1.1714 | 1.3809 | 1.1264 | 1.4006 | 1.5007 | 1.3493 | 1.5256 | 1.6184 | 1.9192 | 1.9731 | 1.738 | 1.8106 | 2.0101 | 2.1182 | 2.0486 | 1.9294 | 2.1676 | 1.6061
TSO | - | 56 | 42 | 2020 | Summer | S, [%] | 0 | 0 | 15.28% | 19.62% | 13.74% | 12.03% | 9.537% | 9.773% | 11.71% | 13.81% | 11.26% | 14.01% | 15.01% | 13.49% | 15.26% | 16.18% | 19.19% | 19.73% | 17.38% | 18.11% | 20.1% | 21.18% | 20.49% | 19.29% | 21.68% | 16.06%
TSO | - | 39 | 57 | 2020 | Summer | P, [MW] | 0 | 0 | 2.7012 | 2.0875 | 2.2805 | 2.2695 | 2.4174 | 2.8395 | 3.0987 | 3.0897 | 3.5702 | 3.3308 | 3.2882 | 3.4118 | 3.3075 | 3.1519 | 2.8553 | 2.8492 | 2.832 | 2.8741 | 2.9637 | 3.1522 | 2.9099 | 3.1323 | 2.7735 | 2.2685
TSO | - | 39 | 57 | 2020 | Summer | P, [%] | 0 | 0 | 27.01% | 20.88% | 22.81% | 22.7% | 24.17% | 28.4% | 30.99% | 30.9% | 35.7% | 33.31% | 32.88% | 34.12% | 33.08% | 31.52% | 28.55% | 28.49% | 28.32% | 28.74% | 29.64% | 31.52% | 29.1% | 31.32% | 27.74% | 22.69%
TSO | - | 39 | 57 | 2020 | Summer | P, [MW] | 0 | 0 | -2.7012 | -2.0875 | -2.2805 | -2.2695 | -2.4174 | -2.8395 | -3.0987 | -3.0897 | -3.5702 | -3.3308 | -3.2882 | -3.4118 | -3.3075 | -3.1519 | -2.8553 | -2.8492 | -2.832 | -2.8741 | -2.9637 | -3.1522 | -2.9099 | -3.1323 | -2.7735 | -2.2685
TSO | - | 39 | 57 | 2020 | Summer | P, [%] | 0 | 0 | 27.01% | 20.88% | 22.81% | 22.7% | 24.17% | 28.4% | 30.99% | 30.9% | 35.7% | 33.31% | 32.88% | 34.12% | 33.08% | 31.52% | 28.55% | 28.49% | 28.32% | 28.74% | 29.64% | 31.52% | 29.1% | 31.32% | 27.74% | 22.69%
TSO | - | 39 | 57 | 2020 | Summer | Q, [MVAr] | 0 | 0 | -0.37607 | -0.64022 | -0.73049 | -0.5632 | -0.53457 | -0.65323 | -0.047146 | 0.468 | 0.63303 | 0.64062 | 0.64432 | 0.81002 | 1.2103 | 1.1443 | 1.0234 | 0.64217 | 0.45034 | 0.39472 | 0.41302 | 0.48509 | 0.48267 | 0.56978 | 0.3648 | 0.1962
TSO | - | 39 | 57 | 2020 | Summer | Q, [%] | 0 | 0 | 3.761% | 6.402% | 7.305% | 5.632% | 5.346% | 6.532% | 0.4715% | 4.68% | 6.33% | 6.406% | 6.443% | 8.1% | 12.1% | 11.44% | 10.23% | 6.422% | 4.503% | 3.947% | 4.13% | 4.851% | 4.827% | 5.698% | 3.648% | 1.962%
TSO | - | 39 | 57 | 2020 | Summer | Q, [MVAr] | 0 | 0 | 0.47773 | 0.705 | 0.80717 | 0.63538 | 0.61564 | 0.76366 | 0.1784 | -0.32764 | -0.44559 | -0.47896 | -0.48423 | -0.63688 | -1.0355 | -0.98565 | -0.89486 | -0.52243 | -0.33518 | -0.27697 | -0.28543 | -0.34046 | -0.35895 | -0.42567 | -0.25462 | -0.12512
TSO | - | 39 | 57 | 2020 | Summer | Q, [%] | 0 | 0 | 4.777% | 7.05% | 8.072% | 6.354% | 6.156% | 7.637% | 1.784% | 3.276% | 4.456% | 4.79% | 4.842% | 6.369% | 10.35% | 9.857% | 8.949% | 5.224% | 3.352% | 2.77% | 2.854% | 3.405% | 3.59% | 4.257% | 2.546% | 1.251%
TSO | - | 39 | 57 | 2020 | Summer | S, [MVA] | 0 | 0 | 2.7273 | 2.1835 | 2.3947 | 2.3384 | 2.4758 | 2.9137 | 3.0991 | 3.125 | 3.6259 | 3.3919 | 3.3507 | 3.5066 | 3.522 | 3.3532 | 3.0332 | 2.9207 | 2.8676 | 2.9011 | 2.9924 | 3.1893 | 2.9497 | 3.1837 | 2.7974 | 2.277
TSO | - | 39 | 57 | 2020 | Summer | S, [%] | 0 | 0 | 27.27% | 21.84% | 23.95% | 23.38% | 24.76% | 29.14% | 30.99% | 31.25% | 36.26% | 33.92% | 33.51% | 35.07% | 35.22% | 33.53% | 30.33% | 29.21% | 28.68% | 29.01% | 29.92% | 31.89% | 29.5% | 31.84% | 27.97% | 22.77%
TSO | - | 39 | 57 | 2020 | Summer | S, [MVA] | 0 | 0 | 2.7432 | 2.2034 | 2.4192 | 2.3568 | 2.4946 | 2.9404 | 3.1038 | 3.107 | 3.5979 | 3.3651 | 3.3236 | 3.4707 | 3.4658 | 3.3024 | 2.9923 | 2.8967 | 2.8518 | 2.8874 | 2.9774 | 3.1705 | 2.932 | 3.1611 | 2.7852 | 2.272
TSO | - | 39 | 57 | 2020 | Summer | S, [%] | 0 | 0 | 27.43% | 22.03% | 24.19% | 23.57% | 24.95% | 29.4% | 31.04% | 31.07% | 35.98% | 33.65% | 33.24% | 34.71% | 34.66% | 33.02% | 29.92% | 28.97% | 28.52% | 28.87% | 29.77% | 31.7% | 29.32% | 31.61% | 27.85% | 22.72%
TSO | - | 57 | 56 | 2020 | Summer | P, [MW] | 0 | 0 | -0.85258 | -0.88036 | -0.24555 | -0.15332 | -0.0020385 | -0.015428 | -0.93109 | -1.3374 | -1.7785 | -2.2612 | -2.4678 | -2.8042 | -3.2834 | -3.2849 | -3.4365 | -3.1548 | -2.8118 | -2.7432 | -2.3329 | -2.3437 | -2.5942 | -2.6316 | -2.6058 | -1.8372
TSO | - | 57 | 56 | 2020 | Summer | P, [%] | 0 | 0 | 8.526% | 8.804% | 2.455% | 1.533% | 0.02039% | 0.1543% | 9.311% | 13.37% | 17.79% | 22.61% | 24.68% | 28.04% | 32.83% | 32.85% | 34.37% | 31.55% | 28.12% | 27.43% | 23.33% | 23.44% | 25.94% | 26.32% | 26.06% | 18.37%
TSO | - | 57 | 56 | 2020 | Summer | P, [MW] | 0 | 0 | 0.8545 | 0.88228 | 0.24616 | 0.15438 | 0.0029526 | 0.017935 | 0.93574 | 1.343 | 1.7852 | 2.2712 | 2.4795 | 2.8194 | 3.3042 | 3.3056 | 3.4587 | 3.174 | 2.8265 | 2.7573 | 2.3442 | 2.3552 | 2.6079 | 2.6455 | 2.6194 | 1.8448
TSO | - | 57 | 56 | 2020 | Summer | P, [%] | 0 | 0 | 8.545% | 8.823% | 2.462% | 1.544% | 0.02953% | 0.1794% | 9.357% | 13.43% | 17.85% | 22.71% | 24.8% | 28.19% | 33.04% | 33.06% | 34.59% | 31.74% | 28.26% | 27.57% | 23.44% | 23.55% | 26.08% | 26.46% | 26.19% | 18.45%
TSO | - | 57 | 56 | 2020 | Summer | Q, [MVAr] | 0 | 0 | 0.61905 | 0.58532 | 0.54767 | 0.78397 | 0.7392 | 1.2363 | 1.3377 | 1.1018 | 0.6714 | 0.57574 | 0.45197 | 0.60463 | 0.55158 | 0.53404 | 0.44324 | 0.71598 | 0.36744 | 0.47052 | 0.83382 | 0.85658 | 0.84282 | 0.78051 | 0.803 | 0.96383
TSO | - | 57 | 56 | 2020 | Summer | Q, [%] | 0 | 0 | 6.19% | 5.853% | 5.477% | 7.84% | 7.392% | 12.36% | 13.38% | 11.02% | 6.714% | 5.757% | 4.52% | 6.046% | 5.516% | 5.34% | 4.432% | 7.16% | 3.674% | 4.705% | 8.338% | 8.566% | 8.428% | 7.805% | 8.03% | 9.638%
TSO | - | 57 | 56 | 2020 | Summer | Q, [MVAr] | 0 | 0 | -0.61617 | -0.58246 | -0.54676 | -0.78238 | -0.73784 | -1.2326 | -1.3308 | -1.0935 | -0.66136 | -0.56082 | -0.43447 | -0.58193 | -0.52062 | -0.50313 | -0.41017 | -0.68732 | -0.34559 | -0.44953 | -0.81687 | -0.83939 | -0.82227 | -0.75966 | -0.78274 | -0.95246
TSO | - | 57 | 56 | 2020 | Summer | Q, [%] | 0 | 0 | 6.162% | 5.825% | 5.468% | 7.824% | 7.378% | 12.33% | 13.31% | 10.93% | 6.614% | 5.608% | 4.345% | 5.819% | 5.206% | 5.031% | 4.102% | 6.873% | 3.456% | 4.495% | 8.169% | 8.394% | 8.223% | 7.597% | 7.827% | 9.525%
TSO | - | 57 | 56 | 2020 | Summer | S, [MVA] | 0 | 0 | 1.0536 | 1.0572 | 0.60019 | 0.79882 | 0.73921 | 1.2364 | 1.6299 | 1.7328 | 1.901 | 2.3334 | 2.5089 | 2.8686 | 3.3294 | 3.328 | 3.465 | 3.2351 | 2.8357 | 2.7833 | 2.4774 | 2.4953 | 2.7276 | 2.7449 | 2.7268 | 2.0747
TSO | - | 57 | 56 | 2020 | Summer | S, [%] | 0 | 0 | 10.54% | 10.57% | 6.002% | 7.988% | 7.392% | 12.36% | 16.3% | 17.33% | 19.01% | 23.33% | 25.09% | 28.69% | 33.29% | 33.28% | 34.65% | 32.35% | 28.36% | 27.83% | 24.77% | 24.95% | 27.28% | 27.45% | 27.27% | 20.75%
TSO | - | 57 | 56 | 2020 | Summer | S, [MVA] | 0 | 0 | 1.0535 | 1.0572 | 0.59962 | 0.79747 | 0.73784 | 1.2327 | 1.6268 | 1.7319 | 1.9038 | 2.3394 | 2.5173 | 2.8788 | 3.3449 | 3.3436 | 3.4829 | 3.2476 | 2.8475 | 2.7937 | 2.4825 | 2.5003 | 2.7345 | 2.7524 | 2.7339 | 2.0762
TSO | - | 57 | 56 | 2020 | Summer | S, [%] | 0 | 0 | 10.53% | 10.57% | 5.996% | 7.975% | 7.378% | 12.33% | 16.27% | 17.32% | 19.04% | 23.39% | 25.17% | 28.79% | 33.45% | 33.44% | 34.83% | 32.48% | 28.48% | 27.94% | 24.82% | 25% | 27.34% | 27.52% | 27.34% | 20.76%
TSO | - | 38 | 49 | 2020 | Summer | P, [MW] | 0 | 0 | -1.8176 | 1.8295 | 0.6462 | -0.70482 | -0.65138 | -0.44054 | -2.6284 | -1.1741 | -0.98487 | -0.19246 | -1.6584 | -3.3207 | -4.5995 | -5.1878 | -6.0033 | -6.1866 | -4.9684 | -4.9811 | -4.0782 | -3.6585 | -4.6197 | -5.4508 | -4.0337 | -2.2933
TSO | - | 38 | 49 | 2020 | Summer | P, [%] | 0 | 0 | 3.635% | 3.659% | 1.292% | 1.41% | 1.303% | 0.8811% | 5.257% | 2.348% | 1.97% | 0.3849% | 3.317% | 6.641% | 9.199% | 10.38% | 12.01% | 12.37% | 9.937% | 9.962% | 8.156% | 7.317% | 9.239% | 10.9% | 8.067% | 4.587%
TSO | - | 38 | 49 | 2020 | Summer | P, [MW] | 0 | 0 | 1.8267 | -1.8177 | -0.63974 | 0.71335 | 0.65796 | 0.44801 | 2.6454 | 1.1782 | 0.98684 | 0.20008 | 1.6629 | 3.3399 | 4.6327 | 5.2264 | 6.0522 | 6.234 | 5.0111 | 5.0194 | 4.1019 | 3.6757 | 4.647 | 5.4891 | 4.0564 | 2.3095
TSO | - | 38 | 49 | 2020 | Summer | P, [%] | 0 | 0 | 3.653% | 3.635% | 1.279% | 1.427% | 1.316% | 0.896% | 5.291% | 2.356% | 1.974% | 0.4002% | 3.326% | 6.68% | 9.265% | 10.45% | 12.1% | 12.47% | 10.02% | 10.04% | 8.204% | 7.351% | 9.294% | 10.98% | 8.113% | 4.619%
TSO | - | 38 | 49 | 2020 | Summer | Q, [MVAr] | 0 | 0 | 2.0165 | 2.5075 | 2.1588 | 2.5291 | 2.1924 | 2.4207 | 2.6903 | 1.2813 | -0.9885 | -2.71 | -1.1822 | -2.524 | -2.9073 | -2.6705 | -2.6945 | -1.7702 | -3.6357 | -3.0135 | 1.7287 | 0.97113 | 1.2032 | 1.564 | 1.6321 | 2.8291
TSO | - | 38 | 49 | 2020 | Summer | Q, [%] | 0 | 0 | 4.033% | 5.015% | 4.318% | 5.058% | 4.385% | 4.841% | 5.381% | 2.563% | 1.977% | 5.42% | 2.364% | 5.048% | 5.815% | 5.341% | 5.389% | 3.54% | 7.271% | 6.027% | 3.457% | 1.942% | 2.406% | 3.128% | 3.264% | 5.658%
TSO | - | 38 | 49 | 2020 | Summer | Q, [MVAr] | 0 | 0 | -2.3041 | -2.7907 | -2.4554 | -2.8265 | -2.4926 | -2.7244 | -2.9673 | -1.5655 | 0.69627 | 2.4217 | 0.89414 | 2.2527 | 2.6568 | 2.4288 | 2.4664 | 1.5427 | 3.3998 | 2.7712 | -1.9852 | -1.239 | -1.4551 | -1.8 | -1.893 | -3.1052
TSO | - | 38 | 49 | 2020 | Summer | Q, [%] | 0 | 0 | 4.608% | 5.581% | 4.911% | 5.653% | 4.985% | 5.449% | 5.935% | 3.131% | 1.393% | 4.843% | 1.788% | 4.505% | 5.314% | 4.858% | 4.933% | 3.085% | 6.8% | 5.542% | 3.97% | 2.478% | 2.91% | 3.6% | 3.786% | 6.21%
TSO | - | 38 | 49 | 2020 | Summer | S, [MVA] | 0 | 0 | 2.7148 | 3.104 | 2.2534 | 2.6255 | 2.2871 | 2.4605 | 3.7611 | 1.7379 | 1.3954 | 2.7168 | 2.0367 | 4.171 | 5.4413 | 5.8348 | 6.5803 | 6.4349 | 6.1566 | 5.8218 | 4.4294 | 3.7852 | 4.7738 | 5.6707 | 4.3514 | 3.6418
TSO | - | 38 | 49 | 2020 | Summer | S, [%] | 0 | 0 | 5.43% | 6.208% | 4.507% | 5.251% | 4.574% | 4.921% | 7.522% | 3.476% | 2.791% | 5.434% | 4.073% | 8.342% | 10.88% | 11.67% | 13.16% | 12.87% | 12.31% | 11.64% | 8.859% | 7.57% | 9.548% | 11.34% | 8.703% | 7.284%
TSO | - | 38 | 49 | 2020 | Summer | S, [MVA] | 0 | 0 | 2.9404 | 3.3304 | 2.5374 | 2.9152 | 2.578 | 2.761 | 3.9753 | 1.9593 | 1.2077 | 2.4299 | 1.8881 | 4.0286 | 5.3405 | 5.7632 | 6.5355 | 6.4221 | 6.0556 | 5.7336 | 4.557 | 3.8789 | 4.8695 | 5.7767 | 4.4764 | 3.8698
TSO | - | 38 | 49 | 2020 | Summer | S, [%] | 0 | 0 | 5.881% | 6.661% | 5.075% | 5.83% | 5.156% | 5.522% | 7.951% | 3.919% | 2.415% | 4.86% | 3.776% | 8.057% | 10.68% | 11.53% | 13.07% | 12.84% | 12.11% | 11.47% | 9.114% | 7.758% | 9.739% | 11.55% | 8.953% | 7.74%
TSO | - | 38 | 48 | 2020 | Summer | P, [MW] | 0 | 0 | -13.1593 | -14.606 | -14.6201 | -14.6472 | -13.0087 | -14.9704 | -15.297 | -13.7923 | -15.2348 | -12.9075 | -11.9842 | -13.5782 | -10.3654 | -7.8909 | -9.7817 | -9.7985 | -8.9515 | -9.4804 | -12.2888 | -10.2399 | -8.5438 | -8.7491 | -6.0512 | -1.2604
TSO | - | 38 | 48 | 2020 | Summer | P, [%] | 0 | 0 | 26.32% | 29.21% | 29.24% | 29.29% | 26.02% | 29.94% | 30.59% | 27.58% | 30.47% | 25.82% | 23.97% | 27.16% | 20.73% | 15.78% | 19.56% | 19.6% | 17.9% | 18.96% | 24.58% | 20.48% | 17.09% | 17.5% | 12.1% | 2.521%
TSO | - | 38 | 48 | 2020 | Summer | P, [MW] | 0 | 0 | 13.2141 | 14.6731 | 14.6864 | 14.7129 | 13.06 | 15.0377 | 15.3701 | 13.8535 | 15.3104 | 12.9622 | 12.0303 | 13.6417 | 10.41 | 7.9298 | 9.8246 | 9.8391 | 9.0005 | 9.5314 | 12.3371 | 10.2737 | 8.5686 | 8.7747 | 6.0632 | 1.2609
TSO | - | 38 | 48 | 2020 | Summer | P, [%] | 0 | 0 | 26.43% | 29.35% | 29.37% | 29.43% | 26.12% | 30.08% | 30.74% | 27.71% | 30.62% | 25.92% | 24.06% | 27.28% | 20.82% | 15.86% | 19.65% | 19.68% | 18% | 19.06% | 24.67% | 20.55% | 17.14% | 17.55% | 12.13% | 2.522%
TSO | - | 38 | 48 | 2020 | Summer | Q, [MVAr] | 0 | 0 | 1.978 | 2.0021 | 2.1737 | 2.0357 | 1.2019 | 1.8432 | 1.8451 | -0.20454 | -2.4177 | -2.7868 | -1.0937 | -4.2636 | -5.8904 | -7.8437 | -6.4597 | -5.7439 | -8.708 | -8.5102 | -0.016779 | -1.1426 | -2.1088 | -1.9472 | -1.1459 | 0.25294
TSO | - | 38 | 48 | 2020 | Summer | Q, [%] | 0 | 0 | 3.956% | 4.004% | 4.347% | 4.071% | 2.404% | 3.686% | 3.69% | 0.4091% | 4.835% | 5.574% | 2.187% | 8.527% | 11.78% | 15.69% | 12.92% | 11.49% | 17.42% | 17.02% | 0.03356% | 2.285% | 4.218% | 3.894% | 2.292% | 0.5059%
TSO | - | 38 | 48 | 2020 | Summer | Q, [MVAr] | 0 | 0 | -1.8932 | -1.8985 | -2.0711 | -1.9343 | -1.1226 | -1.7392 | -1.7321 | 0.29915 | 2.5346 | 2.8713 | 1.165 | 4.3617 | 5.9592 | 7.9038 | 6.526 | 5.8066 | 8.7837 | 8.589 | 0.091395 | 1.1949 | 2.147 | 1.9868 | 1.1644 | -0.25215
TSO | - | 38 | 48 | 2020 | Summer | Q, [%] | 0 | 0 | 3.786% | 3.797% | 4.142% | 3.869% | 2.245% | 3.478% | 3.464% | 0.5983% | 5.069% | 5.743% | 2.33% | 8.723% | 11.92% | 15.81% | 13.05% | 11.61% | 17.57% | 17.18% | 0.1828% | 2.39% | 4.294% | 3.974% | 2.329% | 0.5043%
TSO | - | 38 | 48 | 2020 | Summer | S, [MVA] | 0 | 0 | 13.3071 | 14.7426 | 14.7808 | 14.788 | 13.0641 | 15.0834 | 15.4078 | 13.7938 | 15.4254 | 13.2049 | 12.034 | 14.2319 | 11.9222 | 11.1261 | 11.7222 | 11.3579 | 12.4883 | 12.7398 | 12.2888 | 10.3034 | 8.8002 | 8.9631 | 6.1587 | 1.2856
TSO | - | 38 | 48 | 2020 | Summer | S, [%] | 0 | 0 | 26.61% | 29.49% | 29.56% | 29.58% | 26.13% | 30.17% | 30.82% | 27.59% | 30.85% | 26.41% | 24.07% | 28.46% | 23.84% | 22.25% | 23.44% | 22.72% | 24.98% | 25.48% | 24.58% | 20.61% | 17.6% | 17.93% | 12.32% | 2.571%
TSO | - | 38 | 48 | 2020 | Summer | S, [MVA] | 0 | 0 | 13.3491 | 14.7954 | 14.8318 | 14.8395 | 13.1082 | 15.1379 | 15.4674 | 13.8567 | 15.5188 | 13.2764 | 12.0866 | 14.3221 | 11.995 | 11.1961 | 11.7945 | 11.4247 | 12.5762 | 12.8304 | 12.3374 | 10.343 | 8.8334 | 8.9968 | 6.174 | 1.2859
TSO | - | 38 | 48 | 2020 | Summer | S, [%] | 0 | 0 | 26.7% | 29.59% | 29.66% | 29.68% | 26.22% | 30.28% | 30.93% | 27.71% | 31.04% | 26.55% | 24.17% | 28.64% | 23.99% | 22.39% | 23.59% | 22.85% | 25.15% | 25.66% | 24.67% | 20.69% | 17.67% | 17.99% | 12.35% | 2.572%
TSO | - | 9 | 55 | 2020 | Summer | P, [MW] | 0 | 0 | 6.1252 | 6.613 | 6.4734 | 6.5404 | 4.1641 | 3.2493 | 5.3118 | 6.1838 | 7.3886 | 7.1511 | 6.7599 | 8.4992 | 7.7321 | 7.1893 | 8.1653 | 7.8705 | 7.8163 | 7.9131 | 9.1684 | 8.612 | 8.7202 | 9.5677 | 10.2047 | 7.8961
TSO | - | 9 | 55 | 2020 | Summer | P, [%] | 0 | 0 | 12.25% | 13.23% | 12.95% | 13.08% | 8.328% | 6.499% | 10.62% | 12.37% | 14.78% | 14.3% | 13.52% | 17% | 15.46% | 14.38% | 16.33% | 15.74% | 15.63% | 15.83% | 18.34% | 17.22% | 17.44% | 19.14% | 20.41% | 15.79%
TSO | - | 9 | 55 | 2020 | Summer | P, [MW] | 0 | 0 | -6.1252 | -6.613 | -6.4734 | -6.5404 | -4.1641 | -3.2493 | -5.3118 | -6.1838 | -7.3886 | -7.1511 | -6.7599 | -8.4992 | -7.7321 | -7.1893 | -8.1653 | -7.8705 | -7.8163 | -7.9131 | -9.1684 | -8.612 | -8.7202 | -9.5677 | -10.2047 | -7.8961
TSO | - | 9 | 55 | 2020 | Summer | P, [%] | 0 | 0 | 12.25% | 13.23% | 12.95% | 13.08% | 8.328% | 6.499% | 10.62% | 12.37% | 14.78% | 14.3% | 13.52% | 17% | 15.46% | 14.38% | 16.33% | 15.74% | 15.63% | 15.83% | 18.34% | 17.22% | 17.44% | 19.14% | 20.41% | 15.79%
TSO | - | 9 | 55 | 2020 | Summer | Q, [MVAr] | 0 | 0 | 4.2141 | 3.0526 | 3.6654 | 2.8129 | 3.5201 | 2.5314 | 3.5037 | 5.4501 | 6.8174 | 8.1698 | 7.5041 | 9.3092 | 9.1282 | 9.0206 | 7.9812 | 7.5696 | 7.9674 | 8.5633 | 5.4717 | 5.8496 | 5.4704 | 5.6131 | 6.4188 | 5.7525
TSO | - | 9 | 55 | 2020 | Summer | Q, [%] | 0 | 0 | 8.428% | 6.105% | 7.331% | 5.626% | 7.04% | 5.063% | 7.007% | 10.9% | 13.63% | 16.34% | 15.01% | 18.62% | 18.26% | 18.04% | 15.96% | 15.14% | 15.93% | 17.13% | 10.94% | 11.7% | 10.94% | 11.23% | 12.84% | 11.5%
TSO | - | 9 | 55 | 2020 | Summer | Q, [MVAr] | 0 | 0 | -4.1464 | -2.9888 | -3.5983 | -2.7518 | -3.4841 | -2.511 | -3.4538 | -5.368 | -6.696 | -8.0315 | -7.3822 | -9.1241 | -8.961 | -8.8651 | -7.828 | -7.4268 | -7.8198 | -8.4023 | -5.3346 | -5.7203 | -5.3433 | -5.4652 | -6.2433 | -5.6361
TSO | - | 9 | 55 | 2020 | Summer | Q, [%] | 0 | 0 | 8.293% | 5.978% | 7.197% | 5.504% | 6.968% | 5.022% | 6.908% | 10.74% | 13.39% | 16.06% | 14.76% | 18.25% | 17.92% | 17.73% | 15.66% | 14.85% | 15.64% | 16.8% | 10.67% | 11.44% | 10.69% | 10.93% | 12.49% | 11.27%
TSO | - | 9 | 55 | 2020 | Summer | S, [MVA] | 0 | 0 | 7.4348 | 7.2836 | 7.4391 | 7.1196 | 5.4526 | 4.119 | 6.3632 | 8.2428 | 10.0533 | 10.8575 | 10.0999 | 12.6055 | 11.9628 | 11.535 | 11.4181 | 10.9199 | 11.1613 | 11.6597 | 10.677 | 10.4108 | 10.294 | 11.0927 | 12.0556 | 9.7693
TSO | - | 9 | 55 | 2020 | Summer | S, [%] | 0 | 0 | 14.87% | 14.57% | 14.88% | 14.24% | 10.91% | 8.238% | 12.73% | 16.49% | 20.11% | 21.71% | 20.2% | 25.21% | 23.93% | 23.07% | 22.84% | 21.84% | 22.32% | 23.32% | 21.35% | 20.82% | 20.59% | 22.19% | 24.11% | 19.54%
TSO | - | 9 | 55 | 2020 | Summer | S, [MVA] | 0 | 0 | 7.3966 | 7.2571 | 7.4063 | 7.0957 | 5.4294 | 4.1065 | 6.3359 | 8.1887 | 9.9713 | 10.7538 | 10.0097 | 12.4694 | 11.8357 | 11.4138 | 11.3115 | 10.8214 | 11.0564 | 11.5419 | 10.6074 | 10.3387 | 10.227 | 11.0186 | 11.963 | 9.7012
TSO | - | 9 | 55 | 2020 | Summer | S, [%] | 0 | 0 | 14.79% | 14.51% | 14.81% | 14.19% | 10.86% | 8.213% | 12.67% | 16.38% | 19.94% | 21.51% | 20.02% | 24.94% | 23.67% | 22.83% | 22.62% | 21.64% | 22.11% | 23.08% | 21.21% | 20.68% | 20.45% | 22.04% | 23.93% | 19.4%
TSO | - | 1 | 2 | 2020 | Summer | P, [MW] | Expected | - | 32.4966 | 22.271 | 37.6643 | 41.8875 | 36.7158 | 42.8819 | 30.52 | -60.9764 | -45.468 | -48.4794 | -54.292 | -18.5989 | -16.3836 | -34.3228 | 28.4563 | 26.9224 | -40.8264 | -33.0413 | -6.6507 | -38.5063 | -36.6184 | 31.2701 | 15.9549 | 23.4819
TSO | - | 1 | 2 | 2020 | Summer | P, [%] | Expected | - | 32.5% | 22.27% | 37.66% | 41.89% | 36.72% | 42.88% | 30.52% | 60.98% | 45.47% | 48.48% | 54.29% | 18.6% | 16.38% | 34.32% | 28.46% | 26.92% | 40.83% | 33.04% | 6.651% | 38.51% | 36.62% | 31.27% | 15.95% | 23.48%
TSO | - | 2 | 1 | 2020 | Summer | P, [MW] | Expected | - | -32.3251 | -21.9722 | -37.2649 | -41.5426 | -36.3972 | -42.3919 | -30.3458 | 61.3536 | 46.0021 | 48.7692 | 54.7803 | 19.0255 | 16.7627 | 34.7147 | -28.3936 | -26.8296 | 41.0295 | 33.3506 | 6.7981 | 38.6432 | 36.7558 | -31.1833 | -15.9117 | -23.4351
TSO | - | 2 | 1 | 2020 | Summer | P, [%] | Expected | - | 32.33% | 21.97% | 37.26% | 41.54% | 36.4% | 42.39% | 30.35% | 61.35% | 46% | 48.77% | 54.78% | 19.03% | 16.76% | 34.71% | 28.39% | 26.83% | 41.03% | 33.35% | 6.798% | 38.64% | 36.76% | 31.18% | 15.91% | 23.44%
TSO | - | 1 | 2 | 2020 | Summer | Q, [MVAr] | Expected | - | -41.3082 | -65.2636 | -68.5135 | -59.3181 | -59.9335 | -74.4001 | -43.5573 | 27.6304 | 62.9766 | 30.7883 | 51.4591 | 65.229 | 61.3739 | 55.7012 | -9.5498 | 15.0078 | 24.3267 | 47.2285 | 36.3438 | 10.3606 | 14.2333 | -19.3521 | -24.5464 | -14.641
TSO | - | 1 | 2 | 2020 | Summer | Q, [%] | Expected | - | 41.31% | 65.26% | 68.51% | 59.32% | 59.93% | 74.4% | 43.56% | 27.63% | 62.98% | 30.79% | 51.46% | 65.23% | 61.37% | 55.7% | 9.55% | 15.01% | 24.33% | 47.23% | 36.34% | 10.36% | 14.23% | 19.35% | 24.55% | 14.64%
TSO | - | 2 | 1 | 2020 | Summer | Q, [MVAr] | Expected | - | 27.8438 | 52.1302 | 55.7238 | 46.3824 | 46.9018 | 61.8995 | 30.0916 | -40.2533 | -74.9268 | -43.6807 | -63.615 | -77.5044 | -73.8208 | -68.1448 | -4.1708 | -28.5401 | -37.5262 | -59.9795 | -49.6508 | -23.8311 | -27.6858 | 5.6804 | 10.6929 | 0.84343
TSO | - | 2 | 1 | 2020 | Summer | Q, [%] | Expected | - | 0.27844 | 0.5213 | 0.55724 | 0.46382 | 0.46902 | 0.61899 | 0.30092 | 0.40253 | 0.74927 | 0.43681 | 0.63615 | 0.77504 | 0.73821 | 0.68145 | 0.041708 | 0.2854 | 0.37526 | 0.5998 | 0.49651 | 0.23831 | 0.27686 | 0.056804 | 0.10693 | 0.0084343
TSO | - | 1 | 2 | 2020 | Summer | S, [MVA] | Expected | - | 52.5586 | 68.9589 | 78.1837 | 72.6168 | 70.2857 | 85.8734 | 53.1856 | 66.9445 | 77.6749 | 57.4297 | 74.8042 | 67.8288 | 63.523 | 65.4269 | 30.016 | 30.8228 | 47.5245 | 57.639 | 36.9473 | 39.8758 | 39.2873 | 36.7739 | 29.276 | 27.6723
TSO | - | 1 | 2 | 2020 | Summer | S, [%] | Expected | - | 52.56% | 68.96% | 78.18% | 72.62% | 70.29% | 85.87% | 53.19% | 66.94% | 77.67% | 57.43% | 74.8% | 67.83% | 63.52% | 65.43% | 30.02% | 30.82% | 47.52% | 57.64% | 36.95% | 39.88% | 39.29% | 36.77% | 29.28% | 27.67%
TSO | - | 2 | 1 | 2020 | Summer | S, [MVA] | Expected | - | 42.6637 | 56.5715 | 67.0359 | 62.2665 | 59.3678 | 75.0241 | 42.7361 | 73.3798 | 87.9217 | 65.4709 | 83.9508 | 79.8054 | 75.7001 | 76.4776 | 28.6983 | 39.171 | 55.6025 | 68.628 | 50.1141 | 45.4006 | 46.0163 | 31.6965 | 19.1708 | 23.4502
TSO | - | 2 | 1 | 2020 | Summer | S, [%] | Expected | - | 42.66% | 56.57% | 67.04% | 62.27% | 59.37% | 75.02% | 42.74% | 73.38% | 87.92% | 65.47% | 83.95% | 79.81% | 75.7% | 76.48% | 28.7% | 39.17% | 55.6% | 68.63% | 50.11% | 45.4% | 46.02% | 31.7% | 19.17% | 23.45%
TSO | - | 2 | 3 | 2020 | Summer | P, [MW] | Expected | - | 45.9642 | 42.4024 | 48.5089 | 49.5449 | 48.2445 | 49.9189 | 44.4423 | -6.8147 | 18.2893 | 22.7427 | 14.7985 | 31.7878 | 32.7079 | 26.0625 | 39.8563 | 41.688 | 30.1152 | 29.431 | 34.4448 | 32.706 | 33.4963 | 42.5247 | 32.0201 | 35.5294
TSO | - | 2 | 3 | 2020 | Summer | P, [%] | Expected | - | 91.93% | 84.8% | 97.02% | 99.09% | 96.49% | 99.84% | 88.88% | 13.63% | 36.58% | 45.49% | 29.6% | 63.58% | 65.42% | 52.12% | 79.71% | 83.38% | 60.23% | 58.86% | 68.89% | 65.41% | 66.99% | 85.05% | 64.04% | 71.06%
TSO | - | 3 | 2 | 2020 | Summer | P, [MW] | Expected | - | -45.3845 | -41.9071 | -47.8763 | -48.8825 | -47.6171 | -49.2505 | -43.8586 | 6.9006 | -18.194 | -22.5985 | -14.7283 | -31.4957 | -32.3926 | -25.8557 | -39.4105 | -41.2014 | -29.8623 | -29.1723 | -34.0518 | -32.4082 | -33.1842 | -42.0252 | -31.7338 | -35.1805
TSO | - | 3 | 2 | 2020 | Summer | P, [%] | Expected | - | 90.77% | 83.81% | 95.75% | 97.76% | 95.23% | 98.5% | 87.72% | 13.8% | 36.39% | 45.2% | 29.46% | 62.99% | 64.79% | 51.71% | 78.82% | 82.4% | 59.72% | 58.34% | 68.1% | 64.82% | 66.37% | 84.05% | 63.47% | 70.36%
TSO | - | 2 | 3 | 2020 | Summer | Q, [MVAr] | Expected | - | -0.17451 | 2.4007 | -2.6114 | -4.2591 | -4.6797 | -2.5768 | 8.6953 | 11.8245 | -3.1789 | -4.3218 | -9.8385 | -7.9323 | -10.3887 | -11.4581 | -9.3997 | -3.4054 | -5.8521 | -11.4977 | -18.8165 | -7.2337 | -2.2026 | -7.1919 | 0.11304 | -2.3024
TSO | - | 2 | 3 | 2020 | Summer | Q, [%] | Expected | - | 0.349% | 4.801% | 5.223% | 8.518% | 9.359% | 5.154% | 17.39% | 23.65% | 6.358% | 8.644% | 19.68% | 15.86% | 20.78% | 22.92% | 18.8% | 6.811% | 11.7% | 23% | 37.63% | 14.47% | 4.405% | 14.38% | 0.2261% | 4.605%
TSO | - | 3 | 2 | 2020 | Summer | Q, [MVAr] | Expected | - | -6.9985 | -9.9287 | -4.5412 | -2.7695 | -2.4641 | -4.491 | -15.8122 | -20.2593 | -5.0914 | -3.9555 | 1.3781 | 0.26852 | 2.762 | 3.4491 | 1.9077 | -3.815 | -2.1273 | 3.608 | 11.2572 | -0.68168 | -5.6149 | -0.16693 | -8.0964 | -5.4561
TSO | - | 3 | 2 | 2020 | Summer | Q, [%] | Expected | - | 0.13997 | 0.19857 | 0.090823 | 0.055391 | 0.049281 | 0.08982 | 0.31624 | 0.40519 | 0.10183 | 0.079109 | 0.027562 | 0.0053704 | 0.055239 | 0.068982 | 0.038155 | 0.076299 | 0.042547 | 0.072159 | 0.22514 | 0.013634 | 0.1123 | 0.0033385 | 0.16193 | 0.10912
TSO | - | 2 | 3 | 2020 | Summer | S, [MVA] | Expected | - | 45.9645 | 42.4703 | 48.5791 | 49.7276 | 48.4709 | 49.9853 | 45.2849 | 13.6477 | 18.5635 | 23.1497 | 17.7705 | 32.7625 | 34.3181 | 28.47 | 40.9498 | 41.8268 | 30.6786 | 31.5971 | 39.2493 | 33.4964 | 33.5686 | 43.1286 | 32.0203 | 35.6039
TSO | - | 2 | 3 | 2020 | Summer | S, [%] | Expected | - | 91.93% | 84.94% | 97.16% | 99.46% | 96.94% | 99.97% | 90.57% | 27.3% | 37.13% | 46.3% | 35.54% | 65.53% | 68.64% | 56.94% | 81.9% | 83.65% | 61.36% | 63.19% | 78.5% | 66.99% | 67.14% | 86.26% | 64.04% | 71.21%
TSO | - | 3 | 2 | 2020 | Summer | S, [MVA] | Expected | - | 45.9209 | 43.0672 | 48.0912 | 48.9609 | 47.6808 | 49.4548 | 46.6219 | 21.4022 | 18.893 | 22.9421 | 14.7926 | 31.4968 | 32.5101 | 26.0847 | 39.4566 | 41.3776 | 29.938 | 29.3945 | 35.8643 | 32.4154 | 33.6559 | 42.0256 | 32.7503 | 35.6011
TSO | - | 3 | 2 | 2020 | Summer | S, [%] | Expected | - | 91.84% | 86.13% | 96.18% | 97.92% | 95.36% | 98.91% | 93.24% | 42.8% | 37.79% | 45.88% | 29.59% | 62.99% | 65.02% | 52.17% | 78.91% | 82.76% | 59.88% | 58.79% | 71.73% | 64.83% | 67.31% | 84.05% | 65.5% | 71.2%
TSO | - | 3 | 4 | 2020 | Summer | P, [MW] | Expected | - | 18.913 | 17.3737 | 17.5029 | 17.8793 | 18.5114 | 19.9844 | 23.348 | 14.816 | 17.3436 | 15.8164 | 13.3648 | 13.774 | 13.226 | 13.173 | 15.7145 | 15.8297 | 16.8432 | 16.3037 | 12.8036 | 13.1951 | 13.2853 | 16.0715 | 13.236 | 14.3054
TSO | - | 3 | 4 | 2020 | Summer | P, [%] | Expected | - | 37.83% | 34.75% | 35.01% | 35.76% | 37.02% | 39.97% | 46.7% | 29.63% | 34.69% | 31.63% | 26.73% | 27.55% | 26.45% | 26.35% | 31.43% | 31.66% | 33.69% | 32.61% | 25.61% | 26.39% | 26.57% | 32.14% | 26.47% | 28.61%
TSO | - | 4 | 3 | 2020 | Summer | P, [MW] | Expected | - | -18.873 | -17.3408 | -17.4703 | -17.8447 | -18.4738 | -19.9405 | -23.2828 | -14.7823 | -17.2959 | -15.7719 | -13.3324 | -13.7406 | -13.1918 | -13.1403 | -15.6694 | -15.7879 | -16.8006 | -16.2647 | -12.7786 | -13.1697 | -13.26 | -16.038 | -13.2119 | -14.2797
TSO | - | 4 | 3 | 2020 | Summer | P, [%] | Expected | - | 37.75% | 34.68% | 34.94% | 35.69% | 36.95% | 39.88% | 46.57% | 29.56% | 34.59% | 31.54% | 26.66% | 27.48% | 26.38% | 26.28% | 31.34% | 31.58% | 33.6% | 32.53% | 25.56% | 26.34% | 26.52% | 32.08% | 26.42% | 28.56%
TSO | - | 3 | 4 | 2020 | Summer | Q, [MVAr] | Expected | - | 2.6675 | 1.6348 | 0.72578 | 1.6232 | 2.3627 | 2.9383 | 6.1356 | 7.8192 | 9.9264 | 10.9803 | 9.2797 | 8.9229 | 9.9672 | 9.5112 | 11.4648 | 9.7349 | 8.8855 | 8.0612 | 6.5727 | 6.2172 | 5.8871 | 5.7232 | 5.3087 | 4.2306
TSO | - | 3 | 4 | 2020 | Summer | Q, [%] | Expected | - | 5.335% | 3.27% | 1.452% | 3.246% | 4.725% | 5.877% | 12.27% | 15.64% | 19.85% | 21.96% | 18.56% | 17.85% | 19.93% | 19.02% | 22.93% | 19.47% | 17.77% | 16.12% | 13.15% | 12.43% | 11.77% | 11.45% | 10.62% | 8.461%
TSO | - | 4 | 3 | 2020 | Summer | Q, [MVAr] | Expected | - | -6.5597 | -5.6004 | -4.7111 | -5.5866 | -6.325 | -6.8888 | -9.8911 | -11.6772 | -13.691 | -14.8215 | -13.1772 | -12.7172 | -13.7782 | -13.3722 | -15.3364 | -13.5267 | -12.7378 | -11.9119 | -10.5158 | -10.1622 | -9.7894 | -9.6399 | -9.2526 | -8.1529
TSO | - | 4 | 3 | 2020 | Summer | Q, [%] | Expected | - | 0.13119 | 0.11201 | 0.094223 | 0.11173 | 0.1265 | 0.13778 | 0.19782 | 0.23354 | 0.27382 | 0.29643 | 0.26354 | 0.25434 | 0.27556 | 0.26744 | 0.30673 | 0.27053 | 0.25476 | 0.23824 | 0.21032 | 0.20324 | 0.19579 | 0.1928 | 0.18505 | 0.16306
TSO | - | 3 | 4 | 2020 | Summer | S, [MVA] | Expected | - | 19.1002 | 17.4504 | 17.5179 | 17.9529 | 18.6616 | 20.1992 | 24.1407 | 16.7528 | 19.9834 | 19.2542 | 16.2705 | 16.4116 | 16.5611 | 16.2478 | 19.4522 | 18.5835 | 19.0433 | 18.1878 | 14.3921 | 14.5864 | 14.5313 | 17.0602 | 14.2609 | 14.9179
TSO | - | 3 | 4 | 2020 | Summer | S, [%] | Expected | - | 38.2% | 34.9% | 35.04% | 35.91% | 37.32% | 40.4% | 48.28% | 33.51% | 39.97% | 38.51% | 32.54% | 32.82% | 33.12% | 32.5% | 38.9% | 37.17% | 38.09% | 36.38% | 28.78% | 29.17% | 29.06% | 34.12% | 28.52% | 29.84%
TSO | - | 4 | 3 | 2020 | Summer | S, [MVA] | Expected | - | 19.9805 | 18.2228 | 18.0944 | 18.6987 | 19.5266 | 21.0969 | 25.2967 | 18.8381 | 22.0588 | 21.6432 | 18.7455 | 18.7225 | 19.0751 | 18.7479 | 21.9257 | 20.7901 | 21.0834 | 20.1602 | 16.5491 | 16.6346 | 16.4821 | 18.7122 | 16.1296 | 16.4432
TSO | - | 4 | 3 | 2020 | Summer | S, [%] | Expected | - | 39.96% | 36.45% | 36.19% | 37.4% | 39.05% | 42.19% | 50.59% | 37.68% | 44.12% | 43.29% | 37.49% | 37.45% | 38.15% | 37.5% | 43.85% | 41.58% | 42.17% | 40.32% | 33.1% | 33.27% | 32.96% | 37.42% | 32.26% | 32.89%
TSO | - | 4 | 5 | 2020 | Summer | P, [MW] | Expected | - | 0.67348 | 0.15226 | 1.1004 | 1.4485 | 1.0788 | 1.0556 | 0.45072 | -3.3537 | -2.069 | -1.944 | -1.8837 | -2.8923 | -2.8011 | -2.8347 | -1.0224 | -0.96838 | -0.39042 | -0.50245 | -1.9013 | -2.9044 | -2.8684 | -1.7761 | -1.229 | -0.31264
TSO | - | 4 | 5 | 2020 | Summer | P, [%] | Expected | - | 13.47% | 3.045% | 22.01% | 28.97% | 21.58% | 21.11% | 9.014% | 67.07% | 41.38% | 38.88% | 37.67% | 57.85% | 56.02% | 56.69% | 20.45% | 19.37% | 7.808% | 10.05% | 38.03% | 58.09% | 57.37% | 35.52% | 24.58% | 6.253%
TSO | - | 5 | 4 | 2020 | Summer | P, [MW] | Expected | - | -0.65913 | -0.13796 | -1.0857 | -1.4337 | -1.0641 | -1.0408 | -0.43649 | 3.3661 | 2.0809 | 1.9556 | 1.8955 | 2.9028 | 2.8115 | 2.8454 | 1.035 | 0.98082 | 0.40334 | 0.51525 | 1.9122 | 2.9163 | 2.8804 | 1.7868 | 1.2413 | 0.32652
TSO | - | 5 | 4 | 2020 | Summer | P, [%] | Expected | - | 13.18% | 2.759% | 21.71% | 28.67% | 21.28% | 20.82% | 8.73% | 67.32% | 41.62% | 39.11% | 37.91% | 58.06% | 56.23% | 56.91% | 20.7% | 19.62% | 8.067% | 10.3% | 38.24% | 58.33% | 57.61% | 35.74% | 24.83% | 6.53%
TSO | - | 4 | 5 | 2020 | Summer | Q, [MVAr] | Expected | - | 3.5136 | 3.5633 | 3.5161 | 3.438 | 3.5302 | 3.5534 | 3.5022 | 1.7229 | 2.5813 | 2.5827 | 2.6755 | 1.6435 | 1.7158 | 1.7768 | 3.1204 | 3.0935 | 3.2834 | 3.2477 | 2.4887 | 2.0398 | 2.0851 | 2.5038 | 3.0301 | 3.4647
TSO | - | 4 | 5 | 2020 | Summer | Q, [%] | Expected | - | 70.27% | 71.27% | 70.32% | 68.76% | 70.6% | 71.07% | 70.04% | 34.46% | 51.63% | 51.65% | 53.51% | 32.87% | 34.32% | 35.54% | 62.41% | 61.87% | 65.67% | 64.95% | 49.77% | 40.8% | 41.7% | 50.08% | 60.6% | 69.29%
TSO | - | 5 | 4 | 2020 | Summer | Q, [MVAr] | Expected | - | -6.1872 | -6.2731 | -6.2372 | -6.1474 | -6.2448 | -6.2729 | -6.1351 | -4.3724 | -5.1919 | -5.238 | -5.3436 | -4.2521 | -4.3365 | -4.4274 | -5.792 | -5.7053 | -5.9361 | -5.8928 | -5.1766 | -4.7314 | -4.7473 | -5.1925 | -5.7117 | -6.1297
TSO | - | 5 | 4 | 2020 | Summer | Q, [%] | Expected | - | 1.2374 | 1.2546 | 1.2474 | 1.2295 | 1.249 | 1.2546 | 1.227 | 0.87448 | 1.0384 | 1.0476 | 1.0687 | 0.85042 | 0.8673 | 0.88549 | 1.1584 | 1.1411 | 1.1872 | 1.1786 | 1.0353 | 0.94627 | 0.94946 | 1.0385 | 1.1423 | 1.2259
TSO | - | 4 | 5 | 2020 | Summer | S, [MVA] | Expected | - | 3.5775 | 3.5666 | 3.6843 | 3.7307 | 3.6914 | 3.7069 | 3.5311 | 3.7704 | 3.3081 | 3.2326 | 3.2721 | 3.3266 | 3.2848 | 3.3455 | 3.2837 | 3.2415 | 3.3065 | 3.2863 | 3.1318 | 3.5492 | 3.5462 | 3.0697 | 3.2699 | 3.4788
TSO | - | 4 | 5 | 2020 | Summer | S, [%] | Expected | - | 71.55% | 71.33% | 73.69% | 74.61% | 73.83% | 74.14% | 70.62% | 75.41% | 66.16% | 64.65% | 65.44% | 66.53% | 65.7% | 66.91% | 65.67% | 64.83% | 66.13% | 65.73% | 62.64% | 70.98% | 70.92% | 61.39% | 65.4% | 69.58%
TSO | - | 5 | 4 | 2020 | Summer | S, [MVA] | Expected | - | 6.2222 | 6.2746 | 6.331 | 6.3124 | 6.3348 | 6.3587 | 6.1506 | 5.518 | 5.5934 | 5.5911 | 5.6698 | 5.1485 | 5.1681 | 5.2629 | 5.8837 | 5.789 | 5.9498 | 5.9153 | 5.5185 | 5.5579 | 5.5528 | 5.4914 | 5.845 | 6.1384
TSO | - | 5 | 4 | 2020 | Summer | S, [%] | Expected | - | 124.4% | 125.5% | 126.6% | 126.2% | 126.7% | 127.2% | 123% | 110.4% | 111.9% | 111.8% | 113.4% | 103% | 103.4% | 105.3% | 117.7% | 115.8% | 119% | 118.3% | 110.4% | 111.2% | 111.1% | 109.8% | 116.9% | 122.8%
TSO | - | 4 | 6 | 2020 | Summer | P, [MW] | Expected | - | -1.7325 | -1.5742 | -0.45967 | 0.13637 | 0.13278 | -0.10774 | -2.1581 | -8.9316 | -8.2327 | -8.3563 | -8.2965 | -10.2322 | -9.9164 | -10.2008 | -7.7668 | -7.0293 | -6.1466 | -6.1836 | -7.858 | -9.0642 | -9.3499 | -8.8919 | -8.5429 | -5.6029
TSO | - | 4 | 6 | 2020 | Summer | P, [%] | Expected | - | 3.465% | 3.148% | 0.9193% | 0.2727% | 0.2656% | 0.2155% | 4.316% | 17.86% | 16.47% | 16.71% | 16.59% | 20.46% | 19.83% | 20.4% | 15.53% | 14.06% | 12.29% | 12.37% | 15.72% | 18.13% | 18.7% | 17.78% | 17.09% | 11.21%
TSO | - | 6 | 4 | 2020 | Summer | P, [MW] | Expected | - | 1.7531 | 1.5962 | 0.48099 | -0.11368 | -0.10931 | 0.13403 | 2.1805 | 8.9671 | 8.2671 | 8.3908 | 8.331 | 10.2774 | 9.9592 | 10.2457 | 7.8 | 7.0602 | 6.1745 | 6.2108 | 7.89 | 9.1019 | 9.3905 | 8.9299 | 8.5807 | 5.6296
TSO | - | 6 | 4 | 2020 | Summer | P, [%] | Expected | - | 3.506% | 3.192% | 0.962% | 0.2274% | 0.2186% | 0.2681% | 4.361% | 17.93% | 16.53% | 16.78% | 16.66% | 20.55% | 19.92% | 20.49% | 15.6% | 14.12% | 12.35% | 12.42% | 15.78% | 18.2% | 18.78% | 17.86% | 17.16% | 11.26%
TSO | - | 4 | 6 | 2020 | Summer | Q, [MVAr] | Expected | - | 5.0608 | 5.3622 | 5.4131 | 5.6507 | 5.7824 | 6.2319 | 5.2202 | 0.66221 | 1.9817 | 1.917 | 2.0636 | -0.1151 | 0.16947 | 0.28839 | 2.7175 | 3.1576 | 3.6458 | 3.4571 | 2.258 | 1.3678 | 1.5065 | 1.9273 | 2.6014 | 3.9943
TSO | - | 4 | 6 | 2020 | Summer | Q, [%] | Expected | - | 10.12% | 10.72% | 10.83% | 11.3% | 11.56% | 12.46% | 10.44% | 1.324% | 3.963% | 3.834% | 4.127% | 0.2302% | 0.3389% | 0.5768% | 5.435% | 6.315% | 7.292% | 6.914% | 4.516% | 2.736% | 3.013% | 3.855% | 5.203% | 7.989%
TSO | - | 6 | 4 | 2020 | Summer | Q, [MVAr] | Expected | - | -8.6281 | -8.9706 | -9.04 | -9.2558 | -9.3907 | -9.8355 | -8.7254 | -4.1566 | -5.4252 | -5.4198 | -5.5845 | -3.2921 | -3.5997 | -3.7526 | -6.2494 | -6.613 | -7.1666 | -6.9699 | -5.809 | -4.9091 | -4.9987 | -5.4619 | -6.1312 | -7.5366
TSO | - | 6 | 4 | 2020 | Summer | Q, [%] | Expected | - | 0.17256 | 0.17941 | 0.1808 | 0.18512 | 0.18781 | 0.19671 | 0.17451 | 0.083132 | 0.1085 | 0.1084 | 0.11169 | 0.065842 | 0.071993 | 0.075052 | 0.12499 | 0.13226 | 0.14333 | 0.1394 | 0.11618 | 0.098181 | 0.099974 | 0.10924 | 0.12262 | 0.15073
TSO | - | 4 | 6 | 2020 | Summer | S, [MVA] | Expected | - | 5.3492 | 5.5885 | 5.4325 | 5.6524 | 5.7839 | 6.2328 | 5.6487 | 8.9561 | 8.4678 | 8.5734 | 8.5493 | 10.2328 | 9.9178 | 10.2049 | 8.2285 | 7.706 | 7.1465 | 7.0844 | 8.176 | 9.1668 | 9.4705 | 9.0984 | 8.9302 | 6.8809
TSO | - | 4 | 6 | 2020 | Summer | S, [%] | Expected | - | 10.7% | 11.18% | 10.87% | 11.3% | 11.57% | 12.47% | 11.3% | 17.91% | 16.94% | 17.15% | 17.1% | 20.47% | 19.84% | 20.41% | 16.46% | 15.41% | 14.29% | 14.17% | 16.35% | 18.33% | 18.94% | 18.2% | 17.86% | 13.76%
TSO | - | 6 | 4 | 2020 | Summer | S, [MVA] | Expected | - | 8.8044 | 9.1115 | 9.0528 | 9.2565 | 9.3913 | 9.8364 | 8.9938 | 9.8837 | 9.8882 | 9.989 | 10.0296 | 10.7918 | 10.5897 | 10.9113 | 9.9947 | 9.6736 | 9.4596 | 9.3356 | 9.7978 | 10.3413 | 10.6381 | 10.4678 | 10.5461 | 9.4071
TSO | - | 6 | 4 | 2020 | Summer | S, [%] | Expected | - | 17.61% | 18.22% | 18.11% | 18.51% | 18.78% | 19.67% | 17.99% | 19.77% | 19.78% | 19.98% | 20.06% | 21.58% | 21.18% | 21.82% | 19.99% | 19.35% | 18.92% | 18.67% | 19.6% | 20.68% | 21.28% | 20.94% | 21.09% | 18.81%
TSO | - | 6 | 7 | 2020 | Summer | P, [MW] | Expected | - | 10.0464 | 6.3668 | 13.0453 | 10.2673 | 10.2633 | 9.2391 | 8.363 | 4.2774 | 13.4047 | 22.0877 | 19.7238 | 11.3883 | 12.3845 | 27.8153 | 15.891 | 14.3153 | 23.1562 | 23.0353 | 7.3032 | 3.7791 | 3.6454 | 10.2205 | 10.9305 | 8.6129
TSO | - | 6 | 7 | 2020 | Summer | P, [%] | Expected | - | 20.09% | 12.73% | 26.09% | 20.53% | 20.53% | 18.48% | 16.73% | 8.555% | 26.81% | 44.18% | 39.45% | 22.78% | 24.77% | 55.63% | 31.78% | 28.63% | 46.31% | 46.07% | 14.61% | 7.558% | 7.291% | 20.44% | 21.86% | 17.23%
TSO | - | 7 | 6 | 2020 | Summer | P, [MW] | Expected | - | -9.9591 | -6.2935 | -12.9477 | -10.1847 | -10.1825 | -9.1698 | -8.2868 | -4.2419 | -13.3307 | -21.9528 | -19.6011 | -11.3429 | -12.3301 | -27.6408 | -15.7921 | -14.2286 | -23.0031 | -22.8838 | -7.2571 | -3.7472 | -3.6166 | -10.1652 | -10.8624 | -8.5352
TSO | - | 7 | 6 | 2020 | Summer | P, [%] | Expected | - | 19.92% | 12.59% | 25.9% | 20.37% | 20.37% | 18.34% | 16.57% | 8.484% | 26.66% | 43.91% | 39.2% | 22.69% | 24.66% | 55.28% | 31.58% | 28.46% | 46.01% | 45.77% | 14.51% | 7.494% | 7.233% | 20.33% | 21.72% | 17.07%
TSO | - | 6 | 7 | 2020 | Summer | Q, [MVAr] | Expected | - | 17.3168 | 17.0983 | 17.0809 | 16.6345 | 16.3949 | 15.2346 | 16.4391 | 11.4582 | 12.6641 | 13.1526 | 14.4199 | 8.7277 | 9.8469 | 10.1921 | 14.804 | 13.9722 | 14.5507 | 14.4145 | 12.2927 | 10.9435 | 10.2667 | 12.1979 | 13.9737 | 16.713
TSO | - | 6 | 7 | 2020 | Summer | Q, [%] | Expected | - | 34.63% | 34.2% | 34.16% | 33.27% | 32.79% | 30.47% | 32.88% | 22.92% | 25.33% | 26.31% | 28.84% | 17.46% | 19.69% | 20.38% | 29.61% | 27.94% | 29.1% | 28.83% | 24.59% | 21.89% | 20.53% | 24.4% | 27.95% | 33.43%
TSO | - | 7 | 6 | 2020 | Summer | Q, [MVAr] | Expected | - | -19.6732 | -19.5636 | -19.4303 | -19.048 | -18.8222 | -17.7266 | -18.8114 | -14.108 | -15.06 | -15.2798 | -16.6199 | -11.2933 | -12.3724 | -12.1288 | -17.1283 | -16.2931 | -16.5667 | -16.4319 | -14.9115 | -13.6535 | -12.9631 | -14.7747 | -16.4722 | -19.1268
TSO | - | 7 | 6 | 2020 | Summer | Q, [%] | Expected | - | 0.39346 | 0.39127 | 0.38861 | 0.38096 | 0.37644 | 0.35453 | 0.37623 | 0.28216 | 0.3012 | 0.3056 | 0.3324 | 0.22587 | 0.24745 | 0.24258 | 0.34257 | 0.32586 | 0.33133 | 0.32864 | 0.29823 | 0.27307 | 0.25926 | 0.29549 | 0.32944 | 0.38254
TSO | - | 6 | 7 | 2020 | Summer | S, [MVA] | Expected | - | 20.02 | 18.2453 | 21.4927 | 19.548 | 19.3424 | 17.8172 | 18.444 | 12.2305 | 18.4408 | 25.7071 | 24.4328 | 14.348 | 15.8221 | 29.6238 | 21.7182 | 20.0037 | 27.3484 | 27.1736 | 14.2985 | 11.5776 | 10.8947 | 15.9138 | 17.7409 | 18.8018
TSO | - | 6 | 7 | 2020 | Summer | S, [%] | Expected | - | 40.04% | 36.49% | 42.99% | 39.1% | 38.68% | 35.63% | 36.89% | 24.46% | 36.88% | 51.41% | 48.87% | 28.7% | 31.64% | 59.25% | 43.44% | 40.01% | 54.7% | 54.35% | 28.6% | 23.16% | 21.79% | 31.83% | 35.48% | 37.6%
TSO | - | 7 | 6 | 2020 | Summer | S, [MVA] | Expected | - | 22.0504 | 20.551 | 23.3491 | 21.5999 | 21.4 | 19.9579 | 20.5558 | 14.7319 | 20.1124 | 26.7469 | 25.6987 | 16.0063 | 17.4673 | 30.1848 | 23.2974 | 21.6315 | 28.3478 | 28.1722 | 16.5837 | 14.1584 | 13.4581 | 17.9339 | 19.7314 | 20.9448
TSO | - | 7 | 6 | 2020 | Summer | S, [%] | Expected | - | 44.1% | 41.1% | 46.7% | 43.2% | 42.8% | 39.92% | 41.11% | 29.46% | 40.22% | 53.49% | 51.4% | 32.01% | 34.93% | 60.37% | 46.59% | 43.26% | 56.7% | 56.34% | 33.17% | 28.32% | 26.92% | 35.87% | 39.46% | 41.89%
TSO | - | 6 | 8 | 2020 | Summer | P, [MW] | Expected | - | 0.12513 | -2.4761 | 4.3624 | 3.0986 | 3.5542 | 2.6343 | -1.2107 | -12.1007 | -4.2448 | 3.2919 | 0.64592 | -8.3767 | -7.1307 | 6.8822 | -3.9369 | -3.6381 | 4.9315 | 5.0017 | -9.9466 | -14.1647 | -14.7925 | -9.968 | -10.0811 | -7.3649
TSO | - | 6 | 8 | 2020 | Summer | P, [%] | Expected | - | 0.6257% | 12.38% | 21.81% | 15.49% | 17.77% | 13.17% | 6.053% | 60.5% | 21.22% | 16.46% | 3.23% | 41.88% | 35.65% | 34.41% | 19.68% | 18.19% | 24.66% | 25.01% | 49.73% | 70.82% | 73.96% | 49.84% | 50.41% | 36.82%
TSO | - | 8 | 6 | 2020 | Summer | P, [MW] | Expected | - | -0.00999 | 2.5908 | -4.2382 | -2.9717 | -3.4271 | -2.5059 | 1.3283 | 12.1797 | 4.2962 | -3.2489 | -0.59856 | 8.4105 | 7.1637 | -6.8499 | 3.9943 | 3.7019 | -4.8584 | -4.9318 | 10.0134 | 14.2563 | 14.8904 | 10.0305 | 10.1596 | 7.4728
TSO | - | 8 | 6 | 2020 | Summer | P, [%] | Expected | - | 0.04995% | 12.95% | 21.19% | 14.86% | 17.14% | 12.53% | 6.642% | 60.9% | 21.48% | 16.24% | 2.993% | 42.05% | 35.82% | 34.25% | 19.97% | 18.51% | 24.29% | 24.66% | 50.07% | 71.28% | 74.45% | 50.15% | 50.8% | 37.36%
TSO | - | 6 | 8 | 2020 | Summer | Q, [MVAr] | Expected | - | 16.3239 | 16.2061 | 16.6769 | 17.0966 | 17.0463 | 17.2988 | 16.3765 | 7.3491 | 9.2888 | 8.5582 | 9.6047 | 3.2567 | 4.6052 | 4.7567 | 10.248 | 10.9662 | 11.661 | 11.2767 | 7.9208 | 6.6851 | 6.623 | 7.2514 | 9.4135 | 14.1716
TSO | - | 6 | 8 | 2020 | Summer | Q, [%] | Expected | - | 81.62% | 81.03% | 83.38% | 85.48% | 85.23% | 86.49% | 81.88% | 36.75% | 46.44% | 42.79% | 48.02% | 16.28% | 23.03% | 23.78% | 51.24% | 54.83% | 58.31% | 56.38% | 39.6% | 33.43% | 33.11% | 36.26% | 47.07% | 70.86%
TSO | - | 8 | 6 | 2020 | Summer | Q, [MVAr] | Expected | - | -20.4555 | -20.4043 | -20.8311 | -21.2098 | -21.1651 | -21.4146 | -20.4219 | -11.7733 | -13.7411 | -13.1277 | -14.1705 | -7.8738 | -9.2304 | -9.417 | -14.768 | -15.3299 | -16.0265 | -15.6492 | -12.4452 | -11.1224 | -10.9764 | -11.8133 | -13.8642 | -18.38
TSO | - | 8 | 6 | 2020 | Summer | Q, [%] | Expected | - | 1.0228 | 1.0202 | 1.0416 | 1.0605 | 1.0583 | 1.0707 | 1.0211 | 0.58866 | 0.68705 | 0.65638 | 0.70852 | 0.39369 | 0.46152 | 0.47085 | 0.7384 | 0.76649 | 0.80132 | 0.78246 | 0.62226 | 0.55612 | 0.54882 | 0.59066 | 0.69321 | 0.919
TSO | - | 6 | 8 | 2020 | Summer | S, [MVA] | Expected | - | 16.3244 | 16.3942 | 17.238 | 17.3751 | 17.4129 | 17.4982 | 16.4212 | 14.1576 | 10.2127 | 9.1694 | 9.6264 | 8.9875 | 8.4885 | 8.3661 | 10.9782 | 11.5539 | 12.6609 | 12.3362 | 12.7151 | 15.663 | 16.2075 | 12.3266 | 13.7929 | 15.9712
TSO | - | 6 | 8 | 2020 | Summer | S, [%] | Expected | - | 81.62% | 81.97% | 86.19% | 86.88% | 87.06% | 87.49% | 82.11% | 70.79% | 51.06% | 45.85% | 48.13% | 44.94% | 42.44% | 41.83% | 54.89% | 57.77% | 63.3% | 61.68% | 63.58% | 78.32% | 81.04% | 61.63% | 68.96% | 79.86%
TSO | - | 8 | 6 | 2020 | Summer | S, [MVA] | Expected | - | 20.4555 | 20.5681 | 21.2579 | 21.417 | 21.4408 | 21.5607 | 20.4651 | 16.9398 | 14.397 | 13.5237 | 14.1831 | 11.521 | 11.6841 | 11.6448 | 15.2986 | 15.7705 | 16.7467 | 16.4079 | 15.9734 | 18.0817 | 18.4989 | 15.4972 | 17.1882 | 19.841
TSO | - | 8 | 6 | 2020 | Summer | S, [%] | Expected | - | 102.3% | 102.8% | 106.3% | 107.1% | 107.2% | 107.8% | 102.3% | 84.7% | 71.99% | 67.62% | 70.92% | 57.6% | 58.42% | 58.22% | 76.49% | 78.85% | 83.73% | 82.04% | 79.87% | 90.41% | 92.49% | 77.49% | 85.94% | 99.21%
TSO | - | 8 | 9 | 2020 | Summer | P, [MW] | Expected | - | 43.1978 | 33.2156 | 55.7937 | 26.1153 | 52.1447 | 53.0444 | 32.6351 | 87.6978 | 86.0105 | 82.3167 | 90.6914 | 87.1558 | 86.8411 | 84.2641 | 79.6738 | 72.3545 | 75.7345 | 74.6105 | 61.4516 | 81.909 | 79.047 | 74.7515 | 83.1568 | 57.273
TSO | - | 8 | 9 | 2020 | Summer | P, [%] | Expected | - | 43.2% | 33.22% | 55.79% | 26.12% | 52.14% | 53.04% | 32.64% | 87.7% | 86.01% | 82.32% | 90.69% | 87.16% | 86.84% | 84.26% | 79.67% | 72.35% | 75.73% | 74.61% | 61.45% | 81.91% | 79.05% | 74.75% | 83.16% | 57.27%
TSO | - | 9 | 8 | 2020 | Summer | P, [MW] | Expected | - | -42.9696 | -33.0644 | -55.4399 | -25.9779 | -51.8146 | -52.6564 | -32.4448 | -86.9466 | -85.1577 | -81.4742 | -89.8323 | -86.2804 | -85.9793 | -83.4615 | -78.9259 | -71.6397 | -74.933 | -73.8152 | -61.0805 | -81.2599 | -78.4404 | -74.2034 | -82.4818 | -56.9292
TSO | - | 9 | 8 | 2020 | Summer | P, [%] | Expected | - | 42.97% | 33.06% | 55.44% | 25.98% | 51.81% | 52.66% | 32.44% | 86.95% | 85.16% | 81.47% | 89.83% | 86.28% | 85.98% | 83.46% | 78.93% | 71.64% | 74.93% | 73.82% | 61.08% | 81.26% | 78.44% | 74.2% | 82.48% | 56.93%
TSO | - | 8 | 9 | 2020 | Summer | Q, [MVAr] | Expected | - | -22.0398 | -22.797 | -22.841 | -28.6998 | -26.0996 | -34.7754 | -30.4324 | 0.095097 | -35.5929 | -44.2783 | -24.4448 | -39.5912 | -38.1716 | -36.0069 | -37.8745 | -45.2473 | -49.7945 | -50.8017 | 4.3287 | 5.0816 | 1.1577 | 6.6064 | 0.11715 | -14.8264
TSO | - | 8 | 9 | 2020 | Summer | Q, [%] | Expected | - | 22.04% | 22.8% | 22.84% | 28.7% | 26.1% | 34.78% | 30.43% | 0.0951% | 35.59% | 44.28% | 24.44% | 39.59% | 38.17% | 36.01% | 37.87% | 45.25% | 49.79% | 50.8% | 4.329% | 5.082% | 1.158% | 6.606% | 0.1172% | 14.83%
TSO | - | 9 | 8 | 2020 | Summer | Q, [MVAr] | Expected | - | 17.8452 | 18.1218 | 19.2212 | 23.9791 | 22.3739 | 31.3178 | 26.0981 | -1.7731 | 34.4972 | 43.025 | 23.3192 | 38.4489 | 36.9738 | 34.5036 | 36.13 | 43.4606 | 48.4043 | 49.3831 | -7.9796 | -7.3691 | -3.6164 | -9.3667 | -2.1896 | 11.1683
TSO | - | 9 | 8 | 2020 | Summer | Q, [%] | Expected | - | 0.17845 | 0.18122 | 0.19221 | 0.23979 | 0.22374 | 0.31318 | 0.26098 | 0.017731 | 0.34497 | 0.43025 | 0.23319 | 0.38449 | 0.36974 | 0.34504 | 0.3613 | 0.43461 | 0.48404 | 0.49383 | 0.079796 | 0.073691 | 0.036164 | 0.093667 | 0.021896 | 0.11168
TSO | - | 8 | 9 | 2020 | Summer | S, [MVA] | Expected | - | 48.4954 | 40.2862 | 60.288 | 38.8032 | 58.3118 | 63.4275 | 44.6226 | 87.6979 | 93.0841 | 93.4698 | 93.9281 | 95.7267 | 94.8602 | 91.6348 | 88.2178 | 85.3375 | 90.6378 | 90.2637 | 61.6039 | 82.0665 | 79.0555 | 75.0429 | 83.1569 | 59.161
TSO | - | 8 | 9 | 2020 | Summer | S, [%] | Expected | - | 48.5% | 40.29% | 60.29% | 38.8% | 58.31% | 63.43% | 44.62% | 87.7% | 93.08% | 93.47% | 93.93% | 95.73% | 94.86% | 91.63% | 88.22% | 85.34% | 90.64% | 90.26% | 61.6% | 82.07% | 79.06% | 75.04% | 83.16% | 59.16%
TSO | - | 9 | 8 | 2020 | Summer | S, [MVA] | Expected | - | 46.5278 | 37.7048 | 58.6774 | 35.3532 | 56.4389 | 61.2659 | 41.6387 | 86.9647 | 91.8798 | 92.1368 | 92.8096 | 94.4596 | 93.5922 | 90.3123 | 86.8025 | 83.7918 | 89.2072 | 88.8109 | 61.5995 | 81.5934 | 78.5237 | 74.7923 | 82.5108 | 58.0143
TSO | - | 9 | 8 | 2020 | Summer | S, [%] | Expected | - | 46.53% | 37.7% | 58.68% | 35.35% | 56.44% | 61.27% | 41.64% | 86.96% | 91.88% | 92.14% | 92.81% | 94.46% | 93.59% | 90.31% | 86.8% | 83.79% | 89.21% | 88.81% | 61.6% | 81.59% | 78.52% | 74.79% | 82.51% | 58.01%
TSO | - | 9 | 10 | 2020 | Summer | P, [MW] | Expected | - | 12.4004 | 20.8198 | 8.5806 | 12.9673 | 8.2765 | 7.5845 | 11.0598 | 27.7577 | 24.3508 | 22.7538 | 24.6163 | 20.6613 | 18.4161 | 16.8302 | 12.911 | 10.6882 | 16.8847 | 16.5585 | 11.0712 | 20.5426 | 19.7524 | 13.0973 | 20.2942 | 20.081
TSO | - | 9 | 10 | 2020 | Summer | P, [%] | Expected | - | 24.8% | 41.64% | 17.16% | 25.93% | 16.55% | 15.17% | 22.12% | 55.52% | 48.7% | 45.51% | 49.23% | 41.32% | 36.83% | 33.66% | 25.82% | 21.38% | 33.77% | 33.12% | 22.14% | 41.09% | 39.5% | 26.19% | 40.59% | 40.16%
TSO | - | 10 | 9 | 2020 | Summer | P, [MW] | Expected | - | -12.3393 | -20.6537 | -8.5505 | -12.9029 | -8.2496 | -7.5617 | -11.0102 | -27.4396 | -24.1255 | -22.5348 | -24.3918 | -20.481 | -18.2562 | -16.6938 | -12.7992 | -10.6107 | -16.7285 | -16.4084 | -10.9993 | -20.3631 | -19.5916 | -13.0136 | -20.1224 | -19.9244
TSO | - | 10 | 9 | 2020 | Summer | P, [%] | Expected | - | 24.68% | 41.31% | 17.1% | 25.81% | 16.5% | 15.12% | 22.02% | 54.88% | 48.25% | 45.07% | 48.78% | 40.96% | 36.51% | 33.39% | 25.6% | 21.22% | 33.46% | 32.82% | 22% | 40.73% | 39.18% | 26.03% | 40.24% | 39.85%
TSO | - | 9 | 10 | 2020 | Summer | Q, [MVAr] | Expected | - | 0.85848 | 1.9239 | 0.57901 | 0.32222 | -0.17606 | -0.081317 | 0.87521 | 7.205 | -6.6044 | -11.8369 | -4.9189 | -11.1458 | -12.6393 | -12.1551 | -14.2606 | -12.071 | -14.2959 | -14.0518 | 6.321 | 6.1222 | 4.6829 | 5.2575 | 5.0682 | 1.8739
TSO | - | 9 | 10 | 2020 | Summer | Q, [%] | Expected | - | 1.717% | 3.848% | 1.158% | 0.6444% | 0.3521% | 0.1626% | 1.75% | 14.41% | 13.21% | 23.67% | 9.838% | 22.29% | 25.28% | 24.31% | 28.52% | 24.14% | 28.59% | 28.1% | 12.64% | 12.24% | 9.366% | 10.52% | 10.14% | 3.748%
TSO | - | 10 | 9 | 2020 | Summer | Q, [MVAr] | Expected | - | -4.8675 | -5.511 | -4.7858 | -4.3913 | -4.0482 | -4.2031 | -4.9181 | -10.033 | 3.2195 | 8.2773 | 1.5198 | 7.3792 | 8.7798 | 8.1909 | 10.1883 | 7.9372 | 10.4665 | 10.1965 | -10.3252 | -9.659 | -8.29 | -9.2129 | -8.5929 | -5.4509
TSO | - | 10 | 9 | 2020 | Summer | Q, [%] | Expected | - | 0.09735 | 0.11022 | 0.095716 | 0.087827 | 0.080964 | 0.084061 | 0.098361 | 0.20066 | 0.06439 | 0.16555 | 0.030396 | 0.14758 | 0.1756 | 0.16382 | 0.20377 | 0.15874 | 0.20933 | 0.20393 | 0.2065 | 0.19318 | 0.1658 | 0.18426 | 0.17186 | 0.10902
TSO | - | 9 | 10 | 2020 | Summer | S, [MVA] | Expected | - | 12.4301 | 20.9085 | 8.6001 | 12.9713 | 8.2784 | 7.585 | 11.0944 | 28.6776 | 25.2305 | 25.6485 | 25.1029 | 23.4759 | 22.3362 | 20.7605 | 19.2369 | 16.1228 | 22.1239 | 21.7172 | 12.7485 | 21.4355 | 20.3 | 14.1131 | 20.9175 | 20.1683
TSO | - | 9 | 10 | 2020 | Summer | S, [%] | Expected | - | 24.86% | 41.82% | 17.2% | 25.94% | 16.56% | 15.17% | 22.19% | 57.36% | 50.46% | 51.3% | 50.21% | 46.95% | 44.67% | 41.52% | 38.47% | 32.25% | 44.25% | 43.43% | 25.5% | 42.87% | 40.6% | 28.23% | 41.84% | 40.34%
TSO | - | 10 | 9 | 2020 | Summer | S, [MVA] | Expected | - | 13.2647 | 21.3763 | 9.7987 | 13.6297 | 9.1893 | 8.6513 | 12.0587 | 29.2163 | 24.3394 | 24.0069 | 24.4391 | 21.7698 | 20.2577 | 18.595 | 16.3591 | 13.2509 | 19.733 | 19.3185 | 15.0862 | 22.5378 | 21.2734 | 15.9447 | 21.8803 | 20.6566
TSO | - | 10 | 9 | 2020 | Summer | S, [%] | Expected | - | 26.53% | 42.75% | 19.6% | 27.26% | 18.38% | 17.3% | 24.12% | 58.43% | 48.68% | 48.01% | 48.88% | 43.54% | 40.52% | 37.19% | 32.72% | 26.5% | 39.47% | 38.64% | 30.17% | 45.08% | 42.55% | 31.89% | 43.76% | 41.31%
TSO | - | 9 | 11 | 2020 | Summer | P, [MW] | Expected | - | 10.7699 | 18.9142 | 3.0531 | 8.8839 | 2.7875 | 0.1848 | 9.8508 | 27.4877 | 21.2705 | 15.8852 | 19.7616 | 17.7234 | 16.118 | 15.955 | 11.1938 | 13.0239 | 14.3387 | 13.8276 | 13.7049 | 23.2158 | 22.9746 | 16.0485 | 22.3626 | 19.4741
TSO | - | 9 | 11 | 2020 | Summer | P, [%] | Expected | - | 21.54% | 37.83% | 6.106% | 17.77% | 5.575% | 0.3696% | 19.7% | 54.98% | 42.54% | 31.77% | 39.52% | 35.45% | 32.24% | 31.91% | 22.39% | 26.05% | 28.68% | 27.66% | 27.41% | 46.43% | 45.95% | 32.1% | 44.73% | 38.95%
TSO | - | 11 | 9 | 2020 | Summer | P, [MW] | Expected | - | -10.7291 | -18.814 | -3.0415 | -8.8496 | -2.7724 | -0.1712 | -9.8136 | -27.292 | -21.1394 | -15.8049 | -19.6521 | -17.6328 | -16.0389 | -15.8803 | -11.147 | -12.9591 | -14.2605 | -13.7542 | -13.6559 | -23.0779 | -22.839 | -15.9817 | -22.2325 | -19.3671
TSO | - | 11 | 9 | 2020 | Summer | P, [%] | Expected | - | 21.46% | 37.63% | 6.083% | 17.7% | 5.545% | 0.3424% | 19.63% | 54.58% | 42.28% | 31.61% | 39.3% | 35.27% | 32.08% | 31.76% | 22.29% | 25.92% | 28.52% | 27.51% | 27.31% | 46.16% | 45.68% | 31.96% | 44.47% | 38.73%
TSO | - | 9 | 11 | 2020 | Summer | Q, [MVAr] | Expected | - | -7.3823 | -6.6575 | -7.039 | -8.4304 | -8.1806 | -8.3642 | -7.7046 | -0.98538 | -8.6433 | -9.3371 | -7.2147 | -8.1441 | -8.643 | -7.7656 | -8.9168 | -10.2212 | -11.2354 | -11.0161 | 0.55281 | 0.047231 | -0.86854 | 0.1846 | -2.8303 | -6.6253
TSO | - | 9 | 11 | 2020 | Summer | Q, [%] | Expected | - | 14.76% | 13.31% | 14.08% | 16.86% | 16.36% | 16.73% | 15.41% | 1.971% | 17.29% | 18.67% | 14.43% | 16.29% | 17.29% | 15.53% | 17.83% | 20.44% | 22.47% | 22.03% | 1.106% | 0.09446% | 1.737% | 0.3692% | 5.661% | 13.25%
TSO | - | 11 | 9 | 2020 | Summer | Q, [MVAr] | Expected | - | 5.3663 | 4.8048 | 4.8988 | 6.354 | 6.0512 | 6.2077 | 5.6856 | -0.52862 | 6.8851 | 7.356 | 5.3761 | 6.1833 | 6.65 | 5.7601 | 6.8272 | 8.2299 | 9.264 | 9.0293 | -2.5665 | -1.7817 | -0.86223 | -2.1396 | 1.0917 | 4.8223
TSO | - | 11 | 9 | 2020 | Summer | Q, [%] | Expected | - | 0.10733 | 0.096096 | 0.097977 | 0.12708 | 0.12102 | 0.12415 | 0.11371 | 0.010572 | 0.1377 | 0.14712 | 0.10752 | 0.12367 | 0.133 | 0.1152 | 0.13654 | 0.1646 | 0.18528 | 0.18059 | 0.05133 | 0.035633 | 0.017245 | 0.042792 | 0.021834 | 0.096447
TSO | - | 9 | 11 | 2020 | Summer | S, [MVA] | Expected | - | 13.0572 | 20.0516 | 7.6726 | 12.2472 | 8.6425 | 8.3663 | 12.506 | 27.5053 | 22.9595 | 18.4261 | 21.0375 | 19.505 | 18.2891 | 17.7445 | 14.3112 | 16.5558 | 18.2163 | 17.6793 | 13.7161 | 23.2159 | 22.9911 | 16.0495 | 22.541 | 20.5702
TSO | - | 9 | 11 | 2020 | Summer | S, [%] | Expected | - | 26.11% | 40.1% | 15.35% | 24.49% | 17.29% | 16.73% | 25.01% | 55.01% | 45.92% | 36.85% | 42.07% | 39.01% | 36.58% | 35.49% | 28.62% | 33.11% | 36.43% | 35.36% | 27.43% | 46.43% | 45.98% | 32.1% | 45.08% | 41.14%
TSO | - | 11 | 9 | 2020 | Summer | S, [MVA] | Expected | - | 11.9963 | 19.4178 | 5.7662 | 10.8944 | 6.6561 | 6.2101 | 11.3417 | 27.2971 | 22.2324 | 17.4329 | 20.3742 | 18.6855 | 17.3628 | 16.8926 | 13.0716 | 15.3515 | 17.0054 | 16.4531 | 13.895 | 23.1465 | 22.8553 | 16.1243 | 22.2593 | 19.9584
TSO | - | 11 | 9 | 2020 | Summer | S, [%] | Expected | - | 23.99% | 38.84% | 11.53% | 21.79% | 13.31% | 12.42% | 22.68% | 54.59% | 44.46% | 34.87% | 40.75% | 37.37% | 34.73% | 33.79% | 26.14% | 30.7% | 34.01% | 32.91% | 27.79% | 46.29% | 45.71% | 32.25% | 44.52% | 39.92%
TSO | - | 9 | 12 | 2020 | Summer | P, [MW] | Expected | - | 4.6294 | 12.0299 | 1.7083 | 6.1234 | 2.3156 | 1.938 | 2.7379 | 16.8925 | 13.0734 | 10.6413 | 12.9164 | 8.4479 | 6.164 | 2.8062 | -0.1757 | -2.0805 | 4.8158 | 4.3324 | -0.56477 | 8.624 | 7.9249 | 0.69456 | 8.6592 | 10.4009
TSO | - | 9 | 12 | 2020 | Summer | P, [%] | Expected | - | 15.43% | 40.1% | 5.694% | 20.41% | 7.719% | 6.46% | 9.126% | 56.31% | 43.58% | 35.47% | 43.05% | 28.16% | 20.55% | 9.354% | 0.5857% | 6.935% | 16.05% | 14.44% | 1.883% | 28.75% | 26.42% | 2.315% | 28.86% | 34.67%
TSO | - | 12 | 9 | 2020 | Summer | P, [MW] | Expected | - | -4.5656 | -11.8737 | -1.6507 | -6.0458 | -2.2618 | -1.8845 | -2.6906 | -16.6465 | -12.9357 | -10.4867 | -12.7977 | -8.3138 | -6.0332 | -2.7042 | 0.24007 | 2.1363 | -4.7065 | -4.224 | 0.63812 | -8.507 | -7.8256 | -0.6198 | -8.5462 | -10.2755
TSO | - | 12 | 9 | 2020 | Summer | P, [%] | Expected | - | 15.22% | 39.58% | 5.502% | 20.15% | 7.539% | 6.282% | 8.969% | 55.49% | 43.12% | 34.96% | 42.66% | 27.71% | 20.11% | 9.014% | 0.8002% | 7.121% | 15.69% | 14.08% | 2.127% | 28.36% | 26.09% | 2.066% | 28.49% | 34.25%
TSO | - | 9 | 12 | 2020 | Summer | Q, [MVAr] | Expected | - | 4.8921 | 5.9587 | 5.4043 | 5.2102 | 4.951 | 5.0207 | 4.2137 | 5.7927 | -10.3633 | -15.4446 | -8.1112 | -15.9354 | -17.026 | -16.4026 | -14.0484 | -12.9612 | -16.1075 | -16.2292 | 6.7677 | 6.4999 | 5.6665 | 6.8627 | 6.1049 | 5.3055
TSO | - | 9 | 12 | 2020 | Summer | Q, [%] | Expected | - | 16.31% | 19.86% | 18.01% | 17.37% | 16.5% | 16.74% | 14.05% | 19.31% | 34.54% | 51.48% | 27.04% | 53.12% | 56.75% | 54.68% | 46.83% | 43.2% | 53.69% | 54.1% | 22.56% | 21.67% | 18.89% | 22.88% | 20.35% | 17.69%
TSO | - | 12 | 9 | 2020 | Summer | Q, [MVAr] | Expected | - | -11.9783 | -12.6996 | -12.6074 | -12.345 | -12.1725 | -12.3154 | -11.3637 | -12.074 | 3.1572 | 8.0042 | 0.8297 | 8.322 | 9.3873 | 8.6329 | 6.1916 | 5.2234 | 8.4932 | 8.6061 | -13.9377 | -13.4934 | -12.7162 | -14.0176 | -13.0289 | -12.1129
TSO | - | 12 | 9 | 2020 | Summer | Q, [%] | Expected | - | 0.39928 | 0.42332 | 0.42025 | 0.4115 | 0.40575 | 0.41051 | 0.37879 | 0.40247 | 0.10524 | 0.26681 | 0.027657 | 0.2774 | 0.31291 | 0.28776 | 0.20639 | 0.17411 | 0.28311 | 0.28687 | 0.46459 | 0.44978 | 0.42387 | 0.46725 | 0.4343 | 0.40376
TSO | - | 9 | 12 | 2020 | Summer | S, [MVA] | Expected | - | 6.7353 | 13.4247 | 5.6679 | 8.0401 | 5.4657 | 5.3817 | 5.0251 | 17.8581 | 16.6826 | 18.7556 | 15.2521 | 18.0362 | 18.1074 | 16.6409 | 14.0495 | 13.1271 | 16.812 | 16.7975 | 6.7912 | 10.7992 | 9.7424 | 6.8977 | 10.5949 | 11.6759
TSO | - | 9 | 12 | 2020 | Summer | S, [%] | Expected | - | 22.45% | 44.75% | 18.89% | 26.8% | 18.22% | 17.94% | 16.75% | 59.53% | 55.61% | 62.52% | 50.84% | 60.12% | 60.36% | 55.47% | 46.83% | 43.76% | 56.04% | 55.99% | 22.64% | 36% | 32.47% | 22.99% | 35.32% | 38.92%
TSO | - | 12 | 9 | 2020 | Summer | S, [MVA] | Expected | - | 12.8189 | 17.3858 | 12.715 | 13.746 | 12.3808 | 12.4588 | 11.6779 | 20.5642 | 13.3154 | 13.1923 | 12.8246 | 11.7633 | 11.1589 | 9.0465 | 6.1963 | 5.6433 | 9.7101 | 9.5869 | 13.9523 | 15.9512 | 14.9312 | 14.0313 | 15.5817 | 15.8842
TSO | - | 12 | 9 | 2020 | Summer | S, [%] | Expected | - | 42.73% | 57.95% | 42.38% | 45.82% | 41.27% | 41.53% | 38.93% | 68.55% | 44.38% | 43.97% | 42.75% | 39.21% | 37.2% | 30.16% | 20.65% | 18.81% | 32.37% | 31.96% | 46.51% | 53.17% | 49.77% | 46.77% | 51.94% | 52.95%
TSO | - | 9 | 13 | 2020 | Summer | P, [MW] | Expected | - | 3.7894 | 11.9583 | -2.9668 | 3.3388 | -2.7877 | -5.9408 | 2.1044 | 18.883 | 12.6713 | 8.0783 | 12.188 | 9.252 | 7.679 | 7.2249 | 2.2337 | 4.3906 | 6.1057 | 5.5627 | 5.1817 | 14.2623 | 13.8937 | 6.7725 | 14.3631 | 12.5771
TSO | - | 9 | 13 | 2020 | Summer | P, [%] | Expected | - | 7.579% | 23.92% | 5.934% | 6.678% | 5.575% | 11.88% | 4.209% | 37.77% | 25.34% | 16.16% | 24.38% | 18.5% | 15.36% | 14.45% | 4.467% | 8.781% | 12.21% | 11.13% | 10.36% | 28.52% | 27.79% | 13.54% | 28.73% | 25.15%
TSO | - | 13 | 9 | 2020 | Summer | P, [MW] | Expected | - | -3.7766 | -11.8865 | 2.9736 | -3.3266 | 2.7976 | 5.9632 | -2.0916 | -18.7107 | -12.5583 | -8.0048 | -12.0942 | -9.1759 | -7.6064 | -7.1648 | -2.1918 | -4.3376 | -6.0333 | -5.4953 | -5.1677 | -14.1648 | -13.8012 | -6.7495 | -14.2635 | -12.494
TSO | - | 13 | 9 | 2020 | Summer | P, [%] | Expected | - | 7.553% | 23.77% | 5.947% | 6.653% | 5.595% | 11.93% | 4.183% | 37.42% | 25.12% | 16.01% | 24.19% | 18.35% | 15.21% | 14.33% | 4.384% | 8.675% | 12.07% | 10.99% | 10.34% | 28.33% | 27.6% | 13.5% | 28.53% | 24.99%
TSO | - | 9 | 13 | 2020 | Summer | Q, [MVAr] | Expected | - | -5.4434 | -4.5622 | -4.3531 | -5.8081 | -5.5838 | -5.4339 | -6.6289 | -2.4573 | -10.6946 | -11.6525 | -8.9772 | -10.931 | -11.9309 | -10.8409 | -11.2629 | -11.6156 | -12.8292 | -12.6326 | -0.51096 | -0.87317 | -1.764 | -0.59091 | -2.6606 | -5.5719
TSO | - | 9 | 13 | 2020 | Summer | Q, [%] | Expected | - | 10.89% | 9.124% | 8.706% | 11.62% | 11.17% | 10.87% | 13.26% | 4.915% | 21.39% | 23.3% | 17.95% | 21.86% | 23.86% | 21.68% | 22.53% | 23.23% | 25.66% | 25.27% | 1.022% | 1.746% | 3.528% | 1.182% | 5.321% | 11.14%
TSO | - | 13 | 9 | 2020 | Summer | Q, [MVAr] | Expected | - | 1.4767 | 0.74051 | 0.31536 | 1.7698 | 1.5514 | 1.3994 | 2.67 | -0.9901 | 6.9616 | 7.678 | 5.1699 | 6.9412 | 7.9339 | 6.8095 | 7.1826 | 7.6491 | 8.8795 | 8.667 | -3.4935 | -2.8744 | -1.9818 | -3.3813 | -1.0402 | 1.8324
TSO | - | 13 | 9 | 2020 | Summer | Q, [%] | Expected | - | 0.029534 | 0.01481 | 0.0063072 | 0.035396 | 0.031028 | 0.027989 | 0.053401 | 0.019802 | 0.13923 | 0.15356 | 0.1034 | 0.13882 | 0.15868 | 0.13619 | 0.14365 | 0.15298 | 0.17759 | 0.17334 | 0.06987 | 0.057488 | 0.039637 | 0.067627 | 0.020804 | 0.036647
TSO | - | 9 | 13 | 2020 | Summer | S, [MVA] | Expected | - | 6.6325 | 12.799 | 5.2679 | 6.6994 | 6.241 | 8.0511 | 6.9549 | 19.0422 | 16.5812 | 14.1788 | 15.1373 | 14.3209 | 14.1885 | 13.0278 | 11.4823 | 12.4177 | 14.2081 | 13.8031 | 5.2069 | 14.289 | 14.0052 | 6.7982 | 14.6075 | 13.7561
TSO | - | 9 | 13 | 2020 | Summer | S, [%] | Expected | - | 13.27% | 25.6% | 10.54% | 13.4% | 12.48% | 16.1% | 13.91% | 38.08% | 33.16% | 28.36% | 30.27% | 28.64% | 28.38% | 26.06% | 22.96% | 24.84% | 28.42% | 27.61% | 10.41% | 28.58% | 28.01% | 13.6% | 29.21% | 27.51%
TSO | - | 13 | 9 | 2020 | Summer | S, [MVA] | Expected | - | 4.055 | 11.9096 | 2.9903 | 3.7681 | 3.199 | 6.1252 | 3.3917 | 18.7369 | 14.3588 | 11.0918 | 13.1529 | 11.5056 | 10.9911 | 9.8846 | 7.5096 | 8.7934 | 10.7353 | 10.2623 | 6.2378 | 14.4535 | 13.9428 | 7.5491 | 14.3014 | 12.6276
TSO | - | 13 | 9 | 2020 | Summer | S, [%] | Expected | - | 8.11% | 23.82% | 5.981% | 7.536% | 6.398% | 12.25% | 6.783% | 37.47% | 28.72% | 22.18% | 26.31% | 23.01% | 21.98% | 19.77% | 15.02% | 17.59% | 21.47% | 20.52% | 12.48% | 28.91% | 27.89% | 15.1% | 28.6% | 25.26%
TSO | - | 13 | 14 | 2020 | Summer | P, [MW] | Expected | - | -10.5564 | -11.1026 | -15.911 | -14.4604 | -15.6843 | -14.3501 | -4.5814 | -2.636 | -8.7658 | -6.2812 | -8.3543 | 3.1016 | 7.4563 | 2.7881 | 9.4289 | 6.6742 | -0.34456 | 0.86213 | 11.0212 | 3.5485 | 8.8618 | 8.1167 | 0.17455 | -4.3078
TSO | - | 13 | 14 | 2020 | Summer | P, [%] | Expected | - | 21.11% | 22.21% | 31.82% | 28.92% | 31.37% | 28.7% | 9.163% | 5.272% | 17.53% | 12.56% | 16.71% | 6.203% | 14.91% | 5.576% | 18.86% | 13.35% | 0.6891% | 1.724% | 22.04% | 7.097% | 17.72% | 16.23% | 0.3491% | 8.616%
TSO | - | 14 | 13 | 2020 | Summer | P, [MW] | Expected | - | 10.6353 | 11.1868 | 16.0059 | 14.557 | 15.7831 | 14.4433 | 4.6663 | 2.6809 | 8.7759 | 6.2927 | 8.3637 | -3.0899 | -7.4384 | -2.7751 | -9.4158 | -6.6683 | 0.3532 | -0.85314 | -10.9595 | -3.5095 | -8.8131 | -8.062 | -0.12662 | 4.3803
TSO | - | 14 | 13 | 2020 | Summer | P, [%] | Expected | - | 21.27% | 22.37% | 32.01% | 29.11% | 31.57% | 28.89% | 9.333% | 5.362% | 17.55% | 12.59% | 16.73% | 6.18% | 14.88% | 5.55% | 18.83% | 13.34% | 0.7064% | 1.706% | 21.92% | 7.019% | 17.63% | 16.12% | 0.2532% | 8.761%
TSO | - | 13 | 14 | 2020 | Summer | Q, [MVAr] | Expected | - | -22.4777 | -23.2022 | -22.2068 | -23.5633 | -23.1086 | -23.2362 | -25.3862 | -18.6098 | -1.6375 | 6.6739 | -2.2523 | 8.5693 | 8.7804 | 9.2187 | 3.2969 | 0.78538 | 7.6909 | 7.8197 | -19.0545 | -17.3039 | -17.4678 | -19.1085 | -19.4673 | -23.4462
TSO | - | 13 | 14 | 2020 | Summer | Q, [%] | Expected | - | 44.96% | 46.4% | 44.41% | 47.13% | 46.22% | 46.47% | 50.77% | 37.22% | 3.275% | 13.35% | 4.505% | 17.14% | 17.56% | 18.44% | 6.594% | 1.571% | 15.38% | 15.64% | 38.11% | 34.61% | 34.94% | 38.22% | 38.93% | 46.89%
TSO | - | 14 | 13 | 2020 | Summer | Q, [MVAr] | Expected | - | 21.6349 | 22.3689 | 21.4001 | 22.7579 | 22.3113 | 22.4074 | 24.5619 | 17.6698 | 0.54831 | -7.788 | 1.1604 | -9.6855 | -9.8768 | -10.3281 | -4.4085 | -1.9006 | -8.8089 | -8.9361 | 18.158 | 16.3317 | 16.5312 | 18.1898 | 18.5307 | 22.5861
TSO | - | 14 | 13 | 2020 | Summer | Q, [%] | Expected | - | 0.4327 | 0.44738 | 0.428 | 0.45516 | 0.44623 | 0.44815 | 0.49124 | 0.3534 | 0.010966 | 0.15576 | 0.023208 | 0.19371 | 0.19754 | 0.20656 | 0.08817 | 0.038012 | 0.17618 | 0.17872 | 0.36316 | 0.32663 | 0.33062 | 0.3638 | 0.37061 | 0.45172
TSO | - | 13 | 14 | 2020 | Summer | S, [MVA] | Expected | - | 24.8331 | 25.7218 | 27.3186 | 27.6465 | 27.9286 | 27.3102 | 25.7963 | 18.7956 | 8.9175 | 9.1648 | 8.6526 | 9.1134 | 11.5192 | 9.6311 | 9.9886 | 6.7202 | 7.6986 | 7.8671 | 22.0123 | 17.664 | 19.5871 | 20.7609 | 19.4681 | 23.8387
TSO | - | 13 | 14 | 2020 | Summer | S, [%] | Expected | - | 49.67% | 51.44% | 54.64% | 55.29% | 55.86% | 54.62% | 51.59% | 37.59% | 17.83% | 18.33% | 17.31% | 18.23% | 23.04% | 19.26% | 19.98% | 13.44% | 15.4% | 15.73% | 44.02% | 35.33% | 39.17% | 41.52% | 38.94% | 47.68%
TSO | - | 14 | 13 | 2020 | Summer | S, [MVA] | Expected | - | 24.1077 | 25.0102 | 26.7236 | 27.0154 | 27.3295 | 26.659 | 25.0012 | 17.872 | 8.793 | 10.0126 | 8.4438 | 10.1664 | 12.3645 | 10.6944 | 10.3968 | 6.9338 | 8.8159 | 8.9767 | 21.2091 | 16.7045 | 18.7337 | 19.8963 | 18.5311 | 23.007
TSO | - | 14 | 13 | 2020 | Summer | S, [%] | Expected | - | 48.22% | 50.02% | 53.45% | 54.03% | 54.66% | 53.32% | 50% | 35.74% | 17.59% | 20.03% | 16.89% | 20.33% | 24.73% | 21.39% | 20.79% | 13.87% | 17.63% | 17.95% | 42.42% | 33.41% | 37.47% | 39.79% | 37.06% | 46.01%
TSO | - | 13 | 15 | 2020 | Summer | P, [MW] | Expected | - | -25.836 | -26.5013 | -30.1124 | -27.347 | -29.4075 | -26.4639 | -18.5412 | -15.625 | -23.4806 | -24.6218 | -27.1073 | -14.801 | -14.3256 | -24.4756 | -16.9637 | -18.7891 | -25.805 | -24.9991 | -6.4789 | -14.5079 | -11.3445 | -14.4998 | -22.6416 | -22.3167
TSO | - | 13 | 15 | 2020 | Summer | P, [%] | Expected | - | 51.67% | 53% | 60.22% | 54.69% | 58.82% | 52.93% | 37.08% | 31.25% | 46.96% | 49.24% | 54.21% | 29.6% | 28.65% | 48.95% | 33.93% | 37.58% | 51.61% | 50% | 12.96% | 29.02% | 22.69% | 29% | 45.28% | 44.63%
TSO | - | 15 | 13 | 2020 | Summer | P, [MW] | Expected | - | 26.1207 | 26.7972 | 30.4408 | 27.6293 | 29.7205 | 26.717 | 18.7403 | 15.8007 | 23.6275 | 24.7846 | 27.3066 | 14.8728 | 14.392 | 24.6459 | 17.0383 | 18.8811 | 25.9812 | 25.1657 | 6.6177 | 14.6659 | 11.4765 | 14.6671 | 22.8843 | 22.5652
TSO | - | 15 | 13 | 2020 | Summer | P, [%] | Expected | - | 52.24% | 53.59% | 60.88% | 55.26% | 59.44% | 53.43% | 37.48% | 31.6% | 47.26% | 49.57% | 54.61% | 29.75% | 28.78% | 49.29% | 34.08% | 37.76% | 51.96% | 50.33% | 13.24% | 29.33% | 22.95% | 29.33% | 45.77% | 45.13%
TSO | - | 13 | 15 | 2020 | Summer | Q, [MVAr] | Expected | - | -20.6713 | -21.0279 | -19.0578 | -18.7956 | -18.7197 | -17.2813 | -20.901 | -21.0401 | -3.3765 | 4.1693 | -5.6899 | 6.6742 | 6.2039 | 6.9819 | 0.80413 | -0.80412 | 3.1717 | 3.5603 | -22.8304 | -20.4549 | -20.0478 | -21.2967 | -20.5551 | -21.5073
TSO | - | 13 | 15 | 2020 | Summer | Q, [%] | Expected | - | 41.34% | 42.06% | 38.12% | 37.59% | 37.44% | 34.56% | 41.8% | 42.08% | 6.753% | 8.339% | 11.38% | 13.35% | 12.41% | 13.96% | 1.608% | 1.608% | 6.343% | 7.121% | 45.66% | 40.91% | 40.1% | 42.59% | 41.11% | 43.01%
TSO | - | 15 | 13 | 2020 | Summer | Q, [MVAr] | Expected | - | 19.2557 | 19.6316 | 17.7511 | 17.3339 | 17.3576 | 15.7031 | 19.2117 | 19.3025 | 1.4884 | -6.0631 | 3.9638 | -8.8601 | -8.4111 | -8.8507 | -2.9905 | -1.2859 | -5.0154 | -5.4333 | 20.9477 | 18.6321 | 18.1507 | 19.5067 | 19.0162 | 19.982
TSO | - | 15 | 13 | 2020 | Summer | Q, [%] | Expected | - | 0.38511 | 0.39263 | 0.35502 | 0.34668 | 0.34715 | 0.31406 | 0.38423 | 0.38605 | 0.029767 | 0.12126 | 0.079276 | 0.1772 | 0.16822 | 0.17701 | 0.05981 | 0.025718 | 0.10031 | 0.10867 | 0.41895 | 0.37264 | 0.36301 | 0.39013 | 0.38032 | 0.39964
TSO | - | 13 | 15 | 2020 | Summer | S, [MVA] | Expected | - | 33.0878 | 33.8303 | 35.6365 | 33.1833 | 34.8601 | 31.6067 | 27.9397 | 26.2074 | 23.7222 | 24.9723 | 27.698 | 16.2362 | 15.6113 | 25.452 | 16.9828 | 18.8063 | 25.9992 | 25.2514 | 23.7319 | 25.0775 | 23.035 | 25.7642 | 30.5803 | 30.9935
TSO | - | 13 | 15 | 2020 | Summer | S, [%] | Expected | - | 66.18% | 67.66% | 71.27% | 66.37% | 69.72% | 63.21% | 55.88% | 52.41% | 47.44% | 49.94% | 55.4% | 32.47% | 31.22% | 50.9% | 33.97% | 37.61% | 52% | 50.5% | 47.46% | 50.16% | 46.07% | 51.53% | 61.16% | 61.99%
TSO | - | 15 | 13 | 2020 | Summer | S, [MVA] | Expected | - | 32.4511 | 33.2188 | 35.2384 | 32.6166 | 34.4179 | 30.9901 | 26.8382 | 24.9449 | 23.6743 | 25.5154 | 27.5928 | 17.3119 | 16.6696 | 26.187 | 17.2987 | 18.9248 | 26.4609 | 25.7456 | 21.9681 | 23.7117 | 21.4746 | 24.4056 | 29.7541 | 30.1408
TSO | - | 15 | 13 | 2020 | Summer | S, [%] | Expected | - | 64.9% | 66.44% | 70.48% | 65.23% | 68.84% | 61.98% | 53.68% | 49.89% | 47.35% | 51.03% | 55.19% | 34.62% | 33.34% | 52.37% | 34.6% | 37.85% | 52.92% | 51.49% | 43.94% | 47.42% | 42.95% | 48.81% | 59.51% | 60.28%
TSO | - | 1 | 15 | 2020 | Summer | P, [MW] | Expected | - | 67.2115 | 63.4142 | 71.8797 | 70.3103 | 70.5171 | 69.8564 | 60.701 | 10.7412 | 37.2934 | 43.0064 | 38.1812 | 47.6342 | 50.2638 | 53.0184 | 67.4959 | 67.9813 | 52.5478 | 53.5729 | 44.2269 | 41.8797 | 41.9007 | 65.2704 | 60.1082 | 59.5575
TSO | - | 1 | 15 | 2020 | Summer | P, [%] | Expected | - | 67.21% | 63.41% | 71.88% | 70.31% | 70.52% | 69.86% | 60.7% | 10.74% | 37.29% | 43.01% | 38.18% | 47.63% | 50.26% | 53.02% | 67.5% | 67.98% | 52.55% | 53.57% | 44.23% | 41.88% | 41.9% | 65.27% | 60.11% | 59.56%
TSO | - | 15 | 1 | 2020 | Summer | P, [MW] | Expected | - | -66.4449 | -62.7416 | -71.0272 | -69.4953 | -69.6975 | -69.0529 | -60.06 | -10.5747 | -37.007 | -42.6928 | -37.9042 | -47.2446 | -49.8362 | -52.5468 | -66.7458 | -67.2039 | -52.0855 | -53.0914 | -43.8499 | -41.5369 | -41.5382 | -64.5329 | -59.4686 | -58.9374
TSO | - | 15 | 1 | 2020 | Summer | P, [%] | Expected | - | 66.44% | 62.74% | 71.03% | 69.5% | 69.7% | 69.05% | 60.06% | 10.57% | 37.01% | 42.69% | 37.9% | 47.24% | 49.84% | 52.55% | 66.75% | 67.2% | 52.09% | 53.09% | 43.85% | 41.54% | 41.54% | 64.53% | 59.47% | 58.94%
TSO | - | 1 | 15 | 2020 | Summer | Q, [MVAr] | Expected | - | 6.5229 | 2.7454 | -1.7294 | -2.4131 | -2.6374 | -6.7532 | 9.1577 | 24.5899 | 13.3535 | 2.1365 | 9.6696 | 4.591 | 3.1399 | 2.0755 | -3.7515 | 4.7715 | 1.5691 | 2.1482 | 12.9462 | 12.7922 | 15.7909 | 9.5195 | 11.1916 | 9.5185
TSO | - | 1 | 15 | 2020 | Summer | Q, [%] | Expected | - | 6.523% | 2.745% | 1.729% | 2.413% | 2.637% | 6.753% | 9.158% | 24.59% | 13.35% | 2.136% | 9.67% | 4.591% | 3.14% | 2.076% | 3.751% | 4.772% | 1.569% | 2.148% | 12.95% | 12.79% | 15.79% | 9.519% | 11.19% | 9.518%
TSO | - | 15 | 1 | 2020 | Summer | Q, [MVAr] | Expected | - | -13.0834 | -9.825 | -4.4602 | -3.9761 | -3.7301 | 0.26539 | -16.3452 | -34.1412 | -22.3486 | -11.0841 | -18.7441 | -13.1213 | -11.4855 | -10.2017 | -2.9846 | -11.2915 | -9.7484 | -10.2224 | -21.4721 | -21.4975 | -24.3691 | -16.2047 | -18.3689 | -16.811
TSO | - | 15 | 1 | 2020 | Summer | Q, [%] | Expected | - | 0.13083 | 0.09825 | 0.044602 | 0.039761 | 0.037301 | 0.0026539 | 0.16345 | 0.34141 | 0.22349 | 0.11084 | 0.18744 | 0.13121 | 0.11486 | 0.10202 | 0.029846 | 0.11291 | 0.097484 | 0.10222 | 0.21472 | 0.21498 | 0.24369 | 0.16205 | 0.18369 | 0.16811
TSO | - | 1 | 15 | 2020 | Summer | S, [MVA] | Expected | - | 67.5273 | 63.4736 | 71.9005 | 70.3517 | 70.5664 | 70.182 | 61.3879 | 26.8335 | 39.6121 | 43.0594 | 39.3866 | 47.8549 | 50.3618 | 53.059 | 67.6001 | 68.1486 | 52.5712 | 53.616 | 46.0828 | 43.7898 | 44.7774 | 65.9609 | 61.1412 | 60.3133
TSO | - | 1 | 15 | 2020 | Summer | S, [%] | Expected | - | 67.53% | 63.47% | 71.9% | 70.35% | 70.57% | 70.18% | 61.39% | 26.83% | 39.61% | 43.06% | 39.39% | 47.85% | 50.36% | 53.06% | 67.6% | 68.15% | 52.57% | 53.62% | 46.08% | 43.79% | 44.78% | 65.96% | 61.14% | 60.31%
TSO | - | 15 | 1 | 2020 | Summer | S, [MVA] | Expected | - | 67.7208 | 63.5062 | 71.1671 | 69.609 | 69.7973 | 69.0535 | 62.2445 | 35.7414 | 43.2317 | 44.1082 | 42.2856 | 49.0328 | 51.1426 | 53.5279 | 66.8125 | 68.1459 | 52.9899 | 54.0666 | 48.8249 | 46.7703 | 48.1589 | 66.5364 | 62.2409 | 61.2881
TSO | - | 15 | 1 | 2020 | Summer | S, [%] | Expected | - | 67.72% | 63.51% | 71.17% | 69.61% | 69.8% | 69.05% | 62.24% | 35.74% | 43.23% | 44.11% | 42.29% | 49.03% | 51.14% | 53.53% | 66.81% | 68.15% | 52.99% | 54.07% | 48.82% | 46.77% | 48.16% | 66.54% | 62.24% | 61.29%
TSO | - | 1 | 16 | 2020 | Summer | P, [MW] | Expected | - | 39.0802 | 40.6438 | 41.5246 | 40.9594 | 40.982 | 41.1639 | 34.5613 | 26.0837 | 36.9305 | 39.3646 | 38.5767 | 35.1084 | 34.2811 | 35.7883 | 36.2909 | 34.1067 | 37.5987 | 37.5265 | 22.86 | 29.3492 | 27.7607 | 32.8849 | 37.4507 | 38.2793
TSO | - | 1 | 16 | 2020 | Summer | P, [%] | Expected | - | 39.08% | 40.64% | 41.52% | 40.96% | 40.98% | 41.16% | 34.56% | 26.08% | 36.93% | 39.36% | 38.58% | 35.11% | 34.28% | 35.79% | 36.29% | 34.11% | 37.6% | 37.53% | 22.86% | 29.35% | 27.76% | 32.88% | 37.45% | 38.28%
TSO | - | 16 | 1 | 2020 | Summer | P, [MW] | Expected | - | -38.2446 | -39.7696 | -40.6528 | -40.1094 | -40.1336 | -40.3349 | -33.8541 | -25.5226 | -36.3466 | -38.7042 | -37.9345 | -34.5742 | -33.7654 | -35.228 | -35.7277 | -33.618 | -36.9946 | -36.924 | -22.4269 | -28.7859 | -27.2323 | -32.2371 | -36.6532 | -37.4437
TSO | - | 16 | 1 | 2020 | Summer | P, [%] | Expected | - | 38.24% | 39.77% | 40.65% | 40.11% | 40.13% | 40.33% | 33.85% | 25.52% | 36.35% | 38.7% | 37.93% | 34.57% | 33.77% | 35.23% | 35.73% | 33.62% | 36.99% | 36.92% | 22.43% | 28.79% | 27.23% | 32.24% | 36.65% | 37.44%
TSO | - | 1 | 16 | 2020 | Summer | Q, [MVAr] | Expected | - | 18.5748 | 17.7985 | 15.8273 | 15.6844 | 15.5303 | 13.8019 | 19.1877 | 22.6694 | 2.2746 | -7.8048 | 3.5187 | -9.2874 | -10.2518 | -10.3023 | -7.9282 | -3.8732 | -8.0032 | -8.1598 | 19.6136 | 18.9745 | 19.1417 | 18.5398 | 19.3517 | 19.9676
TSO | - | 1 | 16 | 2020 | Summer | Q, [%] | Expected | - | 18.57% | 17.8% | 15.83% | 15.68% | 15.53% | 13.8% | 19.19% | 22.67% | 2.275% | 7.805% | 3.519% | 9.287% | 10.25% | 10.3% | 7.928% | 3.873% | 8.003% | 8.16% | 19.61% | 18.97% | 19.14% | 18.54% | 19.35% | 19.97%
TSO | - | 16 | 1 | 2020 | Summer | Q, [MVAr] | Expected | - | -20.3722 | -19.4269 | -17.4862 | -17.4447 | -17.2996 | -15.6772 | -21.5688 | -25.691 | -5.3958 | 4.9207 | -6.3589 | 5.8074 | 6.6751 | 6.9301 | 4.5971 | 0.24598 | 4.8589 | 5.0064 | -23.2551 | -22.0194 | -22.3465 | -21.2 | -21.3161 | -21.7514
TSO | - | 16 | 1 | 2020 | Summer | Q, [%] | Expected | - | 0.20372 | 0.19427 | 0.17486 | 0.17445 | 0.173 | 0.15677 | 0.21569 | 0.25691 | 0.053958 | 0.049207 | 0.063589 | 0.058074 | 0.066751 | 0.069301 | 0.045971 | 0.0024598 | 0.048589 | 0.050064 | 0.23255 | 0.22019 | 0.22347 | 0.212 | 0.21316 | 0.21751
TSO | - | 1 | 16 | 2020 | Summer | S, [MVA] | Expected | - | 43.2699 | 44.37 | 44.4387 | 43.8597 | 43.826 | 43.4161 | 39.5304 | 34.5581 | 37.0005 | 40.1308 | 38.7369 | 36.3161 | 35.7812 | 37.2416 | 37.1468 | 34.3259 | 38.441 | 38.4034 | 30.121 | 34.9487 | 33.7203 | 37.7511 | 42.155 | 43.1742
TSO | - | 1 | 16 | 2020 | Summer | S, [%] | Expected | - | 43.27% | 44.37% | 44.44% | 43.86% | 43.83% | 43.42% | 39.53% | 34.56% | 37% | 40.13% | 38.74% | 36.32% | 35.78% | 37.24% | 37.15% | 34.33% | 38.44% | 38.4% | 30.12% | 34.95% | 33.72% | 37.75% | 42.15% | 43.17%
TSO | - | 16 | 1 | 2020 | Summer | S, [MVA] | Expected | - | 43.3321 | 44.2609 | 44.254 | 43.7388 | 43.7034 | 43.2744 | 40.1412 | 36.2136 | 36.7449 | 39.0158 | 38.4638 | 35.0585 | 34.4189 | 35.9032 | 36.0222 | 33.6189 | 37.3123 | 37.2619 | 32.3074 | 36.242 | 35.2273 | 38.5833 | 42.4008 | 43.3031
TSO | - | 16 | 1 | 2020 | Summer | S, [%] | Expected | - | 43.33% | 44.26% | 44.25% | 43.74% | 43.7% | 43.27% | 40.14% | 36.21% | 36.74% | 39.02% | 38.46% | 35.06% | 34.42% | 35.9% | 36.02% | 33.62% | 37.31% | 37.26% | 32.31% | 36.24% | 35.23% | 38.58% | 42.4% | 43.3%
TSO | - | 1 | 17 | 2020 | Summer | P, [MW] | Expected | - | 47.711 | 48.4726 | 49.2575 | 49.0563 | 49.5165 | 49.9765 | 46.6204 | 41.1215 | 50.0198 | 50.1392 | 50.2184 | 49.5241 | 48.9403 | 48.9925 | 49.4375 | 45.7285 | 49.7568 | 49.7872 | 36.5273 | 41.8445 | 42.5573 | 45.6512 | 46.6706 | 47.2929
TSO | - | 1 | 17 | 2020 | Summer | P, [%] | Expected | - | 95.42% | 96.95% | 98.51% | 98.11% | 99.03% | 99.95% | 93.24% | 82.24% | 100% | 100.3% | 100.4% | 99.05% | 97.88% | 97.98% | 98.88% | 91.46% | 99.51% | 99.57% | 73.05% | 83.69% | 85.11% | 91.3% | 93.34% | 94.59%
TSO | - | 17 | 1 | 2020 | Summer | P, [MW] | Expected | - | -47.1525 | -47.9034 | -48.6874 | -48.4912 | -48.9429 | -49.4015 | -46.0631 | -40.6291 | -49.4664 | -49.574 | -49.6608 | -48.9675 | -48.3973 | -48.4457 | -48.8891 | -45.2649 | -49.2002 | -49.2321 | -36.1358 | -41.3861 | -42.0763 | -45.1165 | -46.1233 | -46.7287
TSO | - | 17 | 1 | 2020 | Summer | P, [%] | Expected | - | 94.3% | 95.81% | 97.37% | 96.98% | 97.89% | 98.8% | 92.13% | 81.26% | 98.93% | 99.15% | 99.32% | 97.94% | 96.79% | 96.89% | 97.78% | 90.53% | 98.4% | 98.46% | 72.27% | 82.77% | 84.15% | 90.23% | 92.25% | 93.46%
TSO | - | 1 | 17 | 2020 | Summer | Q, [MVAr] | Expected | - | 14.6437 | 13.8541 | 11.2841 | 11.1738 | 10.8918 | 9.1901 | 17.4043 | 21.8352 | 2.0955 | -8.9368 | 1.8834 | -10.3027 | -10.0802 | -10.7393 | -8.4917 | -5.5289 | -8.8707 | -8.1623 | 19.5465 | 16.6767 | 17.8169 | 17.0592 | 16.0292 | 16.5398
TSO | - | 1 | 17 | 2020 | Summer | Q, [%] | Expected | - | 29.29% | 27.71% | 22.57% | 22.35% | 21.78% | 18.38% | 34.81% | 43.67% | 4.191% | 17.87% | 3.767% | 20.61% | 20.16% | 21.48% | 16.98% | 11.06% | 17.74% | 16.32% | 39.09% | 33.35% | 35.63% | 34.12% | 32.06% | 33.08%
TSO | - | 17 | 1 | 2020 | Summer | Q, [MVAr] | Expected | - | -15.124 | -14.2881 | -11.7214 | -11.6342 | -11.3145 | -9.6114 | -17.8827 | -22.5976 | -2.6361 | 8.4153 | -2.4062 | 9.7375 | 9.4541 | 10.128 | 7.8951 | 4.5548 | 8.3101 | 7.5971 | -20.7762 | -17.6087 | -18.6422 | -17.6414 | -16.5572 | -16.9893
TSO | - | 17 | 1 | 2020 | Summer | Q, [%] | Expected | - | 0.30248 | 0.28576 | 0.23443 | 0.23268 | 0.22629 | 0.19223 | 0.35765 | 0.45195 | 0.052722 | 0.16831 | 0.048124 | 0.19475 | 0.18908 | 0.20256 | 0.1579 | 0.091096 | 0.1662 | 0.15194 | 0.41552 | 0.35217 | 0.37284 | 0.35283 | 0.33114 | 0.33979
TSO | - | 1 | 17 | 2020 | Summer | S, [MVA] | Expected | - | 49.9077 | 50.4136 | 50.5335 | 50.3128 | 50.7003 | 50.8144 | 49.7632 | 46.5592 | 50.0637 | 50.9294 | 50.2537 | 50.5844 | 49.9677 | 50.1557 | 50.1615 | 46.0615 | 50.5414 | 50.4518 | 41.4284 | 45.0452 | 46.1364 | 48.7345 | 49.3465 | 50.1017
TSO | - | 1 | 17 | 2020 | Summer | S, [%] | Expected | - | 99.82% | 100.8% | 101.1% | 100.6% | 101.4% | 101.6% | 99.53% | 93.12% | 100.1% | 101.9% | 100.5% | 101.2% | 99.94% | 100.3% | 100.3% | 92.12% | 101.1% | 100.9% | 82.86% | 90.09% | 92.27% | 97.47% | 98.69% | 100.2%
TSO | - | 17 | 1 | 2020 | Summer | S, [MVA] | Expected | - | 49.5186 | 49.9889 | 50.0785 | 49.8673 | 50.2338 | 50.3278 | 49.4125 | 46.4906 | 49.5366 | 50.2832 | 49.7191 | 49.9263 | 49.312 | 49.4931 | 49.5225 | 45.4935 | 49.8971 | 49.8148 | 41.6827 | 44.9764 | 46.0212 | 48.4429 | 49.0051 | 49.7214
TSO | - | 17 | 1 | 2020 | Summer | S, [%] | Expected | - | 99.04% | 99.98% | 100.2% | 99.73% | 100.5% | 100.7% | 98.83% | 92.98% | 99.07% | 100.6% | 99.44% | 99.85% | 98.62% | 98.99% | 99.04% | 90.99% | 99.79% | 99.63% | 83.37% | 89.95% | 92.04% | 96.89% | 98.01% | 99.44%
TSO | - | 3 | 15 | 2020 | Summer | P, [MW] | Expected | - | 23.6441 | 28.7653 | 24.0583 | 16.8983 | 22.0321 | 14.7487 | 17.1419 | 65.6094 | 57.6723 | 60.2873 | 69.2666 | 36.4637 | 37.9017 | 62.9549 | 32.038 | 31.3785 | 59.9146 | 57.9275 | 23.0542 | 39.6324 | 37.7875 | 26.2554 | 43.1782 | 31.8932
TSO | - | 3 | 15 | 2020 | Summer | P, [%] | Expected | - | 23.64% | 28.77% | 24.06% | 16.9% | 22.03% | 14.75% | 17.14% | 65.61% | 57.67% | 60.29% | 69.27% | 36.46% | 37.9% | 62.95% | 32.04% | 31.38% | 59.91% | 57.93% | 23.05% | 39.63% | 37.79% | 26.26% | 43.18% | 31.89%
TSO | - | 15 | 3 | 2020 | Summer | P, [MW] | Expected | - | -23.5273 | -28.5943 | -23.925 | -16.8225 | -21.9239 | -14.6914 | -17.0883 | -64.941 | -57.1205 | -59.6898 | -68.5306 | -36.154 | -37.5986 | -62.2837 | -31.8796 | -31.2024 | -59.3351 | -57.3735 | -22.9066 | -39.3548 | -37.5503 | -26.0904 | -42.8585 | -31.7183
TSO | - | 15 | 3 | 2020 | Summer | P, [%] | Expected | - | 23.53% | 28.59% | 23.93% | 16.82% | 21.92% | 14.69% | 17.09% | 64.94% | 57.12% | 59.69% | 68.53% | 36.15% | 37.6% | 62.28% | 31.88% | 31.2% | 59.34% | 57.37% | 22.91% | 39.35% | 37.55% | 26.09% | 42.86% | 31.72%
TSO | - | 3 | 15 | 2020 | Summer | Q, [MVAr] | Expected | - | 11.4983 | 14.5987 | 14.6634 | 11.8318 | 12.3947 | 9.8941 | 4.4472 | 2.2142 | -17.2922 | -18.9476 | -6.5991 | -28.1959 | -25.3287 | -22.512 | -6.7208 | -14.903 | -16.6107 | -18.457 | 18.0366 | 13.0348 | 7.8226 | 16.9804 | 12.3796 | 8.3111
TSO | - | 3 | 15 | 2020 | Summer | Q, [%] | Expected | - | 11.5% | 14.6% | 14.66% | 11.83% | 12.39% | 9.894% | 4.447% | 2.214% | 17.29% | 18.95% | 6.599% | 28.2% | 25.33% | 22.51% | 6.721% | 14.9% | 16.61% | 18.46% | 18.04% | 13.03% | 7.823% | 16.98% | 12.38% | 8.311%
TSO | - | 15 | 3 | 2020 | Summer | Q, [MVAr] | Expected | - | -16.8343 | -19.8132 | -20.0299 | -17.3811 | -17.8459 | -15.5401 | -9.9475 | -5.6674 | 13.4571 | 15.1638 | 3.2918 | 23.5481 | 20.6399 | 18.9925 | 1.4657 | 9.8147 | 12.7705 | 14.5476 | -23.2605 | -17.8381 | -12.7124 | -22.1496 | -17.0346 | -13.4361
TSO | - | 15 | 3 | 2020 | Summer | Q, [%] | Expected | - | 0.16834 | 0.19813 | 0.2003 | 0.17381 | 0.17846 | 0.1554 | 0.099475 | 0.056674 | 0.13457 | 0.15164 | 0.032918 | 0.23548 | 0.2064 | 0.18993 | 0.014657 | 0.098147 | 0.1277 | 0.14548 | 0.2326 | 0.17838 | 0.12712 | 0.2215 | 0.17035 | 0.13436
TSO | - | 3 | 15 | 2020 | Summer | S, [MVA] | Expected | - | 26.2917 | 32.2578 | 28.1748 | 20.6287 | 25.2793 | 17.76 | 17.7094 | 65.6468 | 60.209 | 63.1947 | 69.5803 | 46.0935 | 45.586 | 66.8589 | 32.7354 | 34.7377 | 62.1745 | 60.7969 | 29.2714 | 41.7209 | 38.5888 | 31.2679 | 44.9179 | 32.9583
TSO | - | 3 | 15 | 2020 | Summer | S, [%] | Expected | - | 26.29% | 32.26% | 28.17% | 20.63% | 25.28% | 17.76% | 17.71% | 65.65% | 60.21% | 63.19% | 69.58% | 46.09% | 45.59% | 66.86% | 32.74% | 34.74% | 62.17% | 60.8% | 29.27% | 41.72% | 38.59% | 31.27% | 44.92% | 32.96%
TSO | - | 15 | 3 | 2020 | Summer | S, [MVA] | Expected | - | 28.9297 | 34.7879 | 31.2026 | 24.1888 | 28.2689 | 21.3853 | 19.7728 | 65.1878 | 58.6843 | 61.5858 | 68.6097 | 43.1466 | 42.8912 | 65.1151 | 31.9132 | 32.7096 | 60.6938 | 59.1891 | 32.646 | 43.2088 | 39.6438 | 34.2245 | 46.1197 | 34.4468
TSO | - | 15 | 3 | 2020 | Summer | S, [%] | Expected | - | 28.93% | 34.79% | 31.2% | 24.19% | 28.27% | 21.39% | 19.77% | 65.19% | 58.68% | 61.59% | 68.61% | 43.15% | 42.89% | 65.12% | 31.91% | 32.71% | 60.69% | 59.19% | 32.65% | 43.21% | 39.64% | 34.22% | 46.12% | 34.45%
TSO | - | 4 | 18 | 2020 | Summer | P, [MW] | Expected | - | 19.932 | 18.7628 | 16.8296 | 16.2598 | 17.2622 | 18.9926 | 24.9902 | 27.0676 | 27.5976 | 26.0723 | 23.5127 | 26.8651 | 25.9092 | 26.1758 | 24.4587 | 23.7856 | 23.3376 | 22.9507 | 22.5379 | 25.1383 | 25.4783 | 26.7061 | 22.9838 | 20.1952
TSO | - | 4 | 18 | 2020 | Summer | P, [%] | Expected | - | 19.93% | 18.76% | 16.83% | 16.26% | 17.26% | 18.99% | 24.99% | 27.07% | 27.6% | 26.07% | 23.51% | 26.87% | 25.91% | 26.18% | 24.46% | 23.79% | 23.34% | 22.95% | 22.54% | 25.14% | 25.48% | 26.71% | 22.98% | 20.2%
TSO | - | 18 | 4 | 2020 | Summer | P, [MW] | Expected | - | -19.932 | -18.7628 | -16.8296 | -16.2598 | -17.2622 | -18.9926 | -24.9902 | -27.0676 | -27.5976 | -26.0723 | -23.5127 | -26.8651 | -25.9092 | -26.1758 | -24.4587 | -23.7856 | -23.3376 | -22.9507 | -22.5379 | -25.1383 | -25.4783 | -26.7061 | -22.9838 | -20.1952
TSO | - | 18 | 4 | 2020 | Summer | P, [%] | Expected | - | 19.93% | 18.76% | 16.83% | 16.26% | 17.26% | 18.99% | 24.99% | 27.07% | 27.6% | 26.07% | 23.51% | 26.87% | 25.91% | 26.18% | 24.46% | 23.79% | 23.34% | 22.95% | 22.54% | 25.14% | 25.48% | 26.71% | 22.98% | 20.2%
TSO | - | 4 | 18 | 2020 | Summer | Q, [MVAr] | Expected | - | -2.0147 | -3.3251 | -4.218 | -3.5021 | -2.9876 | -2.8965 | 1.1686 | 9.292 | 9.128 | 10.3218 | 8.4382 | 11.1888 | 11.8929 | 11.3071 | 9.4985 | 7.2756 | 5.8086 | 5.2071 | 5.7692 | 6.7546 | 6.1977 | 5.2089 | 3.6211 | 0.69382
TSO | - | 4 | 18 | 2020 | Summer | Q, [%] | Expected | - | 2.015% | 3.325% | 4.218% | 3.502% | 2.988% | 2.897% | 1.169% | 9.292% | 9.128% | 10.32% | 8.438% | 11.19% | 11.89% | 11.31% | 9.498% | 7.276% | 5.809% | 5.207% | 5.769% | 6.755% | 6.198% | 5.209% | 3.621% | 0.6938%
TSO | - | 18 | 4 | 2020 | Summer | Q, [MVAr] | Expected | - | 2.9366 | 4.1484 | 4.8972 | 4.1288 | 3.6816 | 3.7297 | 0.29115 | -7.3822 | -7.1317 | -8.4945 | -6.9953 | -9.1805 | -9.9747 | -9.4102 | -7.9114 | -5.817 | -4.4671 | -3.9186 | -4.5258 | -5.1994 | -4.6026 | -3.5085 | -2.3772 | 0.24796
TSO | - | 18 | 4 | 2020 | Summer | Q, [%] | Expected | - | 0.029366 | 0.041484 | 0.048972 | 0.041288 | 0.036816 | 0.037297 | 0.0029115 | 0.073822 | 0.071317 | 0.084945 | 0.069953 | 0.091805 | 0.099747 | 0.094102 | 0.079114 | 0.05817 | 0.044671 | 0.039186 | 0.045258 | 0.051994 | 0.046026 | 0.035085 | 0.023772 | 0.0024796
TSO | - | 4 | 18 | 2020 | Summer | S, [MVA] | Expected | - | 20.0336 | 19.0551 | 17.3501 | 16.6327 | 17.5188 | 19.2122 | 25.0175 | 28.6181 | 29.068 | 28.0411 | 24.981 | 29.102 | 28.5084 | 28.5136 | 26.2383 | 24.8735 | 24.0496 | 23.534 | 23.2645 | 26.0299 | 26.2213 | 27.2093 | 23.2673 | 20.2071
TSO | - | 4 | 18 | 2020 | Summer | S, [%] | Expected | - | 20.03% | 19.06% | 17.35% | 16.63% | 17.52% | 19.21% | 25.02% | 28.62% | 29.07% | 28.04% | 24.98% | 29.1% | 28.51% | 28.51% | 26.24% | 24.87% | 24.05% | 23.53% | 23.26% | 26.03% | 26.22% | 27.21% | 23.27% | 20.21%
TSO | - | 18 | 4 | 2020 | Summer | S, [MVA] | Expected | - | 20.1472 | 19.2159 | 17.5276 | 16.7758 | 17.6504 | 19.3553 | 24.9919 | 28.0562 | 28.5042 | 27.4211 | 24.5312 | 28.3905 | 27.7629 | 27.8159 | 25.7063 | 24.4866 | 23.7613 | 23.2829 | 22.9878 | 25.6704 | 25.8907 | 26.9355 | 23.1064 | 20.1967
TSO | - | 18 | 4 | 2020 | Summer | S, [%] | Expected | - | 20.15% | 19.22% | 17.53% | 16.78% | 17.65% | 19.36% | 24.99% | 28.06% | 28.5% | 27.42% | 24.53% | 28.39% | 27.76% | 27.82% | 25.71% | 24.49% | 23.76% | 23.28% | 22.99% | 25.67% | 25.89% | 26.94% | 23.11% | 20.2%
TSO | - | 5 | 6 | 2020 | Summer | P, [MW] | Expected | - | -2.7304 | -1.2199 | -0.75494 | -0.11582 | 0.67614 | 0.36218 | -3.1412 | -11.4097 | -12.0886 | -12.6199 | -12.5611 | -15.413 | -14.8234 | -15.3166 | -12.9551 | -11.3561 | -10.4713 | -10.3872 | -11.5231 | -12.3631 | -13.0093 | -14.1016 | -14.2329 | -9.345
TSO | - | 5 | 6 | 2020 | Summer | P, [%] | Expected | - | 5.461% | 2.44% | 1.51% | 0.2316% | 1.352% | 0.7244% | 6.282% | 22.82% | 24.18% | 25.24% | 25.12% | 30.83% | 29.65% | 30.63% | 25.91% | 22.71% | 20.94% | 20.77% | 23.05% | 24.73% | 26.02% | 28.2% | 28.47% | 18.69%
TSO | - | 6 | 5 | 2020 | Summer | P, [MW] | Expected | - | 2.7407 | 1.23 | 0.76421 | 0.12652 | -0.66499 | -0.34734 | 3.154 | 11.4489 | 12.1343 | 12.6685 | 12.6092 | 15.4838 | 14.8888 | 15.3857 | 13.0066 | 11.3988 | 10.5086 | 10.4233 | 11.5649 | 12.4095 | 13.0614 | 14.1617 | 14.2946 | 9.3761
TSO | - | 6 | 5 | 2020 | Summer | P, [%] | Expected | - | 5.481% | 2.46% | 1.528% | 0.253% | 1.33% | 0.6947% | 6.308% | 22.9% | 24.27% | 25.34% | 25.22% | 30.97% | 29.78% | 30.77% | 26.01% | 22.8% | 21.02% | 20.85% | 23.13% | 24.82% | 26.12% | 28.32% | 28.59% | 18.75%
TSO | - | 5 | 6 | 2020 | Summer | Q, [MVAr] | Expected | - | 4.6699 | 5.1696 | 4.9958 | 5.4578 | 5.5552 | 6.5488 | 5.1696 | 1.3379 | 2.1574 | 2.0656 | 2.1712 | 0.25209 | 0.61234 | 0.84122 | 2.4816 | 3.2225 | 3.5913 | 3.2721 | 2.8317 | 2.2486 | 2.5404 | 2.4339 | 2.6772 | 3.7849
TSO | - | 5 | 6 | 2020 | Summer | Q, [%] | Expected | - | 9.34% | 10.34% | 9.992% | 10.92% | 11.11% | 13.1% | 10.34% | 2.676% | 4.315% | 4.131% | 4.342% | 0.5042% | 1.225% | 1.682% | 4.963% | 6.445% | 7.183% | 6.544% | 5.663% | 4.497% | 5.081% | 4.868% | 5.354% | 7.57%
TSO | - | 6 | 5 | 2020 | Summer | Q, [MVAr] | Expected | - | -5.9358 | -6.4526 | -6.2858 | -6.7385 | -6.8372 | -7.8247 | -6.4105 | -2.5412 | -3.3249 | -3.248 | -3.3607 | -1.3689 | -1.7455 | -1.981 | -3.6648 | -4.3946 | -4.7935 | -4.4734 | -4.0428 | -3.4549 | -3.7204 | -3.6075 | -3.844 | -5.0062
TSO | - | 6 | 5 | 2020 | Summer | Q, [%] | Expected | - | 0.11872 | 0.12905 | 0.12572 | 0.13477 | 0.13674 | 0.15649 | 0.12821 | 0.050824 | 0.066497 | 0.064959 | 0.067214 | 0.027378 | 0.03491 | 0.039619 | 0.073297 | 0.087892 | 0.095871 | 0.089469 | 0.080855 | 0.069098 | 0.074408 | 0.07215 | 0.07688 | 0.10012
TSO | - | 5 | 6 | 2020 | Summer | S, [MVA] | Expected | - | 5.4095 | 5.3116 | 5.0525 | 5.459 | 5.5962 | 6.5588 | 6.0491 | 11.4879 | 12.2796 | 12.7878 | 12.7474 | 15.4151 | 14.836 | 15.3396 | 13.1906 | 11.8045 | 11.07 | 10.8904 | 11.8659 | 12.5659 | 13.255 | 14.3101 | 14.4825 | 10.0824
TSO | - | 5 | 6 | 2020 | Summer | S, [%] | Expected | - | 10.82% | 10.62% | 10.11% | 10.92% | 11.19% | 13.12% | 12.1% | 22.98% | 24.56% | 25.58% | 25.49% | 30.83% | 29.67% | 30.68% | 26.38% | 23.61% | 22.14% | 21.78% | 23.73% | 25.13% | 26.51% | 28.62% | 28.96% | 20.16%
TSO | - | 6 | 5 | 2020 | Summer | S, [MVA] | Expected | - | 6.538 | 6.5688 | 6.3321 | 6.7397 | 6.8694 | 7.8324 | 7.1444 | 11.7275 | 12.5816 | 13.0782 | 13.0494 | 15.5442 | 14.9907 | 15.5127 | 13.5131 | 12.2166 | 11.5502 | 11.3427 | 12.2511 | 12.8814 | 13.581 | 14.614 | 14.8025 | 10.6289
TSO | - | 6 | 5 | 2020 | Summer | S, [%] | Expected | - | 13.08% | 13.14% | 12.66% | 13.48% | 13.74% | 15.66% | 14.29% | 23.46% | 25.16% | 26.16% | 26.1% | 31.09% | 29.98% | 31.03% | 27.03% | 24.43% | 23.1% | 22.69% | 24.5% | 25.76% | 27.16% | 29.23% | 29.6% | 21.26%
TSO | - | 7 | 8 | 2020 | Summer | P, [MW] | Expected | - | -13.6955 | -14.8082 | -7.7536 | -6.9109 | -5.8195 | -6.5872 | -14.5472 | -35.0483 | -28.9454 | -23.1005 | -26.0718 | -36.2273 | -34.5868 | -22.7208 | -31.6331 | -28.7048 | -20.5468 | -20.2269 | -34.1014 | -39.3253 | -40.6653 | -38.2483 | -39.424 | -29.5847
TSO | - | 7 | 8 | 2020 | Summer | P, [%] | Expected | - | 27.39% | 29.62% | 15.51% | 13.82% | 11.64% | 13.17% | 29.09% | 70.1% | 57.89% | 46.2% | 52.14% | 72.45% | 69.17% | 45.44% | 63.27% | 57.41% | 41.09% | 40.45% | 68.2% | 78.65% | 81.33% | 76.5% | 78.85% | 59.17%
TSO | - | 8 | 7 | 2020 | Summer | P, [MW] | Expected | - | 13.7692 | 14.8854 | 7.815 | 6.9798 | 5.8876 | 6.6705 | 14.6323 | 35.2209 | 29.0732 | 23.1798 | 26.1724 | 36.4096 | 34.753 | 22.7922 | 31.7799 | 28.8371 | 20.6245 | 20.3006 | 34.2644 | 39.5372 | 40.8949 | 38.4501 | 39.6438 | 29.7347
TSO | - | 8 | 7 | 2020 | Summer | P, [%] | Expected | - | 27.54% | 29.77% | 15.63% | 13.96% | 11.78% | 13.34% | 29.26% | 70.44% | 58.15% | 46.36% | 52.34% | 72.82% | 69.51% | 45.58% | 63.56% | 57.67% | 41.25% | 40.6% | 68.53% | 79.07% | 81.79% | 76.9% | 79.29% | 59.47%
TSO | - | 7 | 8 | 2020 | Summer | Q, [MVAr] | Expected | - | 17.456 | 17.4874 | 18.6613 | 20.2631 | 20.4827 | 22.7463 | 18.7697 | 4.3055 | 7.437 | 5.1779 | 5.887 | -1.407 | 0.26865 | 0.41021 | 6.8492 | 9.6012 | 10.5566 | 9.8193 | 4.6133 | 3.4709 | 4.2515 | 3.2752 | 5.9508 | 13.2479
TSO | - | 7 | 8 | 2020 | Summer | Q, [%] | Expected | - | 34.91% | 34.97% | 37.32% | 40.53% | 40.97% | 45.49% | 37.54% | 8.611% | 14.87% | 10.36% | 11.77% | 2.814% | 0.5373% | 0.8204% | 13.7% | 19.2% | 21.11% | 19.64% | 9.227% | 6.942% | 8.503% | 6.55% | 11.9% | 26.5%
TSO | - | 8 | 7 | 2020 | Summer | Q, [MVAr] | Expected | - | -18.9861 | -19.0275 | -20.2822 | -21.8361 | -22.0628 | -24.2529 | -20.2131 | -5.387 | -8.6955 | -6.7115 | -7.3176 | 0.38804 | -1.3692 | -2.0028 | -8.0461 | -10.8235 | -12.0747 | -11.3544 | -5.757 | -4.3839 | -5.0541 | -4.2253 | -6.793 | -14.4047
TSO | - | 8 | 7 | 2020 | Summer | Q, [%] | Expected | - | 0.37972 | 0.38055 | 0.40564 | 0.43672 | 0.44126 | 0.48506 | 0.40426 | 0.10774 | 0.17391 | 0.13423 | 0.14635 | 0.0077609 | 0.027385 | 0.040055 | 0.16092 | 0.21647 | 0.24149 | 0.22709 | 0.11514 | 0.087679 | 0.10108 | 0.084506 | 0.13586 | 0.28809
TSO | - | 7 | 8 | 2020 | Summer | S, [MVA] | Expected | - | 22.1874 | 22.9148 | 20.208 | 21.4092 | 21.2934 | 23.6809 | 23.747 | 35.3118 | 29.8856 | 23.6737 | 26.7282 | 36.2546 | 34.5879 | 22.7245 | 32.3661 | 30.2679 | 23.1001 | 22.4844 | 34.4121 | 39.4781 | 40.8869 | 38.3882 | 39.8706 | 32.4154
TSO | - | 7 | 8 | 2020 | Summer | S, [%] | Expected | - | 44.37% | 45.83% | 40.42% | 42.82% | 42.59% | 47.36% | 47.49% | 70.62% | 59.77% | 47.35% | 53.46% | 72.51% | 69.18% | 45.45% | 64.73% | 60.54% | 46.2% | 44.97% | 68.82% | 78.96% | 81.77% | 76.78% | 79.74% | 64.83%
TSO | - | 8 | 7 | 2020 | Summer | S, [MVA] | Expected | - | 23.4534 | 24.1583 | 21.7357 | 22.9246 | 22.8348 | 25.1535 | 24.9534 | 35.6305 | 30.3458 | 24.1319 | 27.1762 | 36.4117 | 34.78 | 22.8801 | 32.7827 | 30.8014 | 23.8991 | 23.2602 | 34.7447 | 39.7795 | 41.206 | 38.6816 | 40.2216 | 33.0401
TSO | - | 8 | 7 | 2020 | Summer | S, [%] | Expected | - | 46.91% | 48.32% | 43.47% | 45.85% | 45.67% | 50.31% | 49.91% | 71.26% | 60.69% | 48.26% | 54.35% | 72.82% | 69.56% | 45.76% | 65.57% | 61.6% | 47.8% | 46.52% | 69.49% | 79.56% | 82.41% | 77.36% | 80.44% | 66.08%
TSO | - | 10 | 12 | 2020 | Summer | P, [MW] | Expected | - | -5.2971 | 0.99585 | -7.1262 | -2.5428 | -5.3288 | -5.3143 | -7.9778 | 2.9238 | -2.2296 | -6.011 | -2.8094 | -8.3865 | -10.759 | -16.483 | -18.0475 | -19.497 | -11.7628 | -12.4763 | -15.5486 | -6.6093 | -7.2101 | -15.2392 | -6.1991 | -1.8524
TSO | - | 10 | 12 | 2020 | Summer | P, [%] | Expected | - | 10.59% | 1.992% | 14.25% | 5.086% | 10.66% | 10.63% | 15.96% | 5.848% | 4.459% | 12.02% | 5.619% | 16.77% | 21.52% | 32.97% | 36.09% | 38.99% | 23.53% | 24.95% | 31.1% | 13.22% | 14.42% | 30.48% | 12.4% | 3.705%
TSO | - | 12 | 10 | 2020 | Summer | P, [MW] | Expected | - | 5.3808 | -0.91136 | 7.231 | 2.6334 | 5.4265 | 5.4119 | 8.0581 | -2.894 | 2.2546 | 6.0725 | 2.822 | 8.4721 | 10.8613 | 16.6182 | 18.1468 | 19.6153 | 11.8391 | 12.5612 | 15.6702 | 6.6712 | 7.2742 | 15.3717 | 6.2631 | 1.9251
TSO | - | 12 | 10 | 2020 | Summer | P, [%] | Expected | - | 10.76% | 1.823% | 14.46% | 5.267% | 10.85% | 10.82% | 16.12% | 5.788% | 4.509% | 12.14% | 5.644% | 16.94% | 21.72% | 33.24% | 36.29% | 39.23% | 23.68% | 25.12% | 31.34% | 13.34% | 14.55% | 30.74% | 12.53% | 3.85%
TSO | - | 10 | 12 | 2020 | Summer | Q, [MVAr] | Expected | - | 14.6596 | 15.6038 | 16.2786 | 16.1344 | 16.2155 | 16.2877 | 13.0861 | 8.1 | -10.8778 | -15.6971 | -7.7798 | -17.6713 | -18.2617 | -17.2877 | -9.0204 | -9.4913 | -13.9622 | -14.5605 | 11.9321 | 11.5564 | 11.5365 | 13.6067 | 11.9766 | 14.205
TSO | - | 10 | 12 | 2020 | Summer | Q, [%] | Expected | - | 29.32% | 31.21% | 32.56% | 32.27% | 32.43% | 32.58% | 26.17% | 16.2% | 21.76% | 31.39% | 15.56% | 35.34% | 36.52% | 34.58% | 18.04% | 18.98% | 27.92% | 29.12% | 23.86% | 23.11% | 23.07% | 27.21% | 23.95% | 28.41%
TSO | - | 12 | 10 | 2020 | Summer | Q, [MVAr] | Expected | - | -17.3812 | -18.3391 | -18.9476 | -18.8744 | -18.9221 | -19.0254 | -15.82 | -11.0278 | 7.666 | 12.4888 | 4.526 | 14.5412 | 15.1924 | 14.3694 | 5.9581 | 6.5924 | 10.8154 | 11.452 | -14.5065 | -14.4037 | -14.3716 | -16.1319 | -14.7829 | -16.9639
TSO | - | 12 | 10 | 2020 | Summer | Q, [%] | Expected | - | 0.34762 | 0.36678 | 0.37895 | 0.37749 | 0.37844 | 0.38051 | 0.3164 | 0.22056 | 0.15332 | 0.24978 | 0.09052 | 0.29082 | 0.30385 | 0.28739 | 0.11916 | 0.13185 | 0.21631 | 0.22904 | 0.29013 | 0.28807 | 0.28743 | 0.32264 | 0.29566 | 0.33928
TSO | - | 10 | 12 | 2020 | Summer | S, [MVA] | Expected | - | 15.5873 | 15.6355 | 17.7701 | 16.3336 | 17.0687 | 17.1328 | 15.3262 | 8.6115 | 11.104 | 16.8087 | 8.2715 | 19.5603 | 21.1954 | 23.8863 | 20.1762 | 21.6845 | 18.2566 | 19.1746 | 19.5993 | 13.3129 | 13.6042 | 20.4298 | 13.4858 | 14.3253
TSO | - | 10 | 12 | 2020 | Summer | S, [%] | Expected | - | 31.17% | 31.27% | 35.54% | 32.67% | 34.14% | 34.27% | 30.65% | 17.22% | 22.21% | 33.62% | 16.54% | 39.12% | 42.39% | 47.77% | 40.35% | 43.37% | 36.51% | 38.35% | 39.2% | 26.63% | 27.21% | 40.86% | 26.97% | 28.65%
TSO | - | 12 | 10 | 2020 | Summer | S, [MVA] | Expected | - | 18.1951 | 18.3618 | 20.2805 | 19.0572 | 19.6848 | 19.7802 | 17.7541 | 11.4012 | 7.9907 | 13.8869 | 5.3337 | 16.8292 | 18.6755 | 21.9692 | 19.0998 | 20.6935 | 16.0355 | 16.998 | 21.3541 | 15.8736 | 16.1077 | 22.2829 | 16.0549 | 17.0728
TSO | - | 12 | 10 | 2020 | Summer | S, [%] | Expected | - | 36.39% | 36.72% | 40.56% | 38.11% | 39.37% | 39.56% | 35.51% | 22.8% | 15.98% | 27.77% | 10.67% | 33.66% | 37.35% | 43.94% | 38.2% | 41.39% | 32.07% | 34% | 42.71% | 31.75% | 32.22% | 44.57% | 32.11% | 34.15%
TSO | - | 11 | 13 | 2020 | Summer | P, [MW] | Expected | - | -4.3078 | 3.919 | -9.9731 | -3.0916 | -9.2912 | -13.1119 | -6.9134 | 8.8268 | 2.5145 | -1.1371 | 3.272 | -0.74016 | -2.2912 | -3.0581 | -8.2964 | -5.7685 | -3.6145 | -4.1892 | -4.6525 | 3.8877 | 3.3607 | -3.9298 | 5.0882 | 4.5645
TSO | - | 11 | 13 | 2020 | Summer | P, [%] | Expected | - | 21.54% | 19.6% | 49.87% | 15.46% | 46.46% | 65.56% | 34.57% | 44.13% | 12.57% | 5.685% | 16.36% | 3.701% | 11.46% | 15.29% | 41.48% | 28.84% | 18.07% | 20.95% | 23.26% | 19.44% | 16.8% | 19.65% | 25.44% | 22.82%
TSO | - | 13 | 11 | 2020 | Summer | P, [MW] | Expected | - | 4.312 | -3.9154 | 9.996 | 3.0937 | 9.3104 | 13.1499 | 6.9254 | -8.8087 | -2.4909 | 1.1642 | -3.2557 | 0.76597 | 2.3261 | 3.087 | 8.3361 | 5.798 | 3.6461 | 4.2208 | 4.6579 | -3.884 | -3.3582 | 3.9339 | -5.0823 | -4.5594
TSO | - | 13 | 11 | 2020 | Summer | P, [%] | Expected | - | 21.56% | 19.58% | 49.98% | 15.47% | 46.55% | 65.75% | 34.63% | 44.04% | 12.45% | 5.821% | 16.28% | 3.83% | 11.63% | 15.43% | 41.68% | 28.99% | 18.23% | 21.1% | 23.29% | 19.42% | 16.79% | 19.67% | 25.41% | 22.8%
TSO | - | 11 | 13 | 2020 | Summer | Q, [MVAr] | Expected | - | -1.0095 | -0.019537 | 0.96963 | -0.56613 | -0.3754 | 0.17109 | -3.189 | -2.1756 | -10.9471 | -12.1157 | -8.8819 | -11.9099 | -13.4887 | -12.1298 | -11.6976 | -11.0114 | -12.4705 | -12.2923 | 0.49944 | 0.19556 | -0.66539 | 0.75264 | -0.3809 | -2.2776
TSO | - | 11 | 13 | 2020 | Summer | Q, [%] | Expected | - | 5.047% | 0.09769% | 4.848% | 2.831% | 1.877% | 0.8555% | 15.94% | 10.88% | 54.74% | 60.58% | 44.41% | 59.55% | 67.44% | 60.65% | 58.49% | 55.06% | 62.35% | 61.46% | 2.497% | 0.9778% | 3.327% | 3.763% | 1.905% | 11.39%
TSO | - | 13 | 11 | 2020 | Summer | Q, [MVAr] | Expected | - | -0.83804 | -1.8474 | -2.7826 | -1.3229 | -1.4538 | -1.9602 | 1.3698 | 0.38941 | 9.122 | 10.247 | 7.0292 | 10.0286 | 11.6374 | 10.2634 | 9.8676 | 9.1825 | 10.6256 | 10.448 | -2.3484 | -2.0544 | -1.1903 | -2.6039 | -1.4573 | 0.43657
TSO | - | 13 | 11 | 2020 | Summer | Q, [%] | Expected | - | 0.041902 | 0.092372 | 0.13913 | 0.066143 | 0.072689 | 0.098009 | 0.068491 | 0.019471 | 0.4561 | 0.51235 | 0.35146 | 0.50143 | 0.58187 | 0.51317 | 0.49338 | 0.45912 | 0.53128 | 0.5224 | 0.11742 | 0.10272 | 0.059516 | 0.13019 | 0.072863 | 0.021828
TSO | - | 11 | 13 | 2020 | Summer | S, [MVA] | Expected | - | 4.4245 | 3.9191 | 10.0201 | 3.143 | 9.2988 | 13.113 | 7.6134 | 9.0909 | 11.2321 | 12.169 | 9.4654 | 11.9328 | 13.6819 | 12.5094 | 14.341 | 12.4308 | 12.9838 | 12.9865 | 4.6793 | 3.8926 | 3.426 | 4.0012 | 5.1025 | 5.1012
TSO | - | 11 | 13 | 2020 | Summer | S, [%] | Expected | - | 22.12% | 19.6% | 50.1% | 15.71% | 46.49% | 65.57% | 38.07% | 45.45% | 56.16% | 60.84% | 47.33% | 59.66% | 68.41% | 62.55% | 71.7% | 62.15% | 64.92% | 64.93% | 23.4% | 19.46% | 17.13% | 20.01% | 25.51% | 25.51%
TSO | - | 13 | 11 | 2020 | Summer | S, [MVA] | Expected | - | 4.3927 | 4.3294 | 10.3761 | 3.3647 | 9.4232 | 13.2952 | 7.0595 | 8.8174 | 9.456 | 10.3129 | 7.7466 | 10.0578 | 11.8676 | 10.7176 | 12.9174 | 10.8598 | 11.2338 | 11.2684 | 5.2164 | 4.3939 | 3.5629 | 4.7176 | 5.2871 | 4.5802
TSO | - | 13 | 11 | 2020 | Summer | S, [%] | Expected | - | 21.96% | 21.65% | 51.88% | 16.82% | 47.12% | 66.48% | 35.3% | 44.09% | 47.28% | 51.56% | 38.73% | 50.29% | 59.34% | 53.59% | 64.59% | 54.3% | 56.17% | 56.34% | 26.08% | 21.97% | 17.81% | 23.59% | 26.44% | 22.9%
TSO | - | 12 | 13 | 2020 | Summer | P, [MW] | Expected | - | -16.1408 | -31.4691 | -19.6869 | -24.8711 | -22.0986 | -28.6075 | -10.9892 | -36.737 | -27.4978 | -25.5698 | -29.0661 | -11.067 | -3.5556 | 11.707 | 11.4547 | 26.6153 | -1.7592 | -0.78251 | 12.6316 | -8.7139 | -5.934 | 10.5461 | -8.5419 | -21.6451
TSO | - | 12 | 13 | 2020 | Summer | P, [%] | Expected | - | 16.14% | 31.47% | 19.69% | 24.87% | 22.1% | 28.61% | 10.99% | 36.74% | 27.5% | 25.57% | 29.07% | 11.07% | 3.556% | 11.71% | 11.45% | 26.62% | 1.759% | 0.7825% | 12.63% | 8.714% | 5.934% | 10.55% | 8.542% | 21.65%
TSO | - | 13 | 12 | 2020 | Summer | P, [MW] | Expected | - | 16.6523 | 32.1008 | 20.2354 | 25.479 | 22.6814 | 29.2509 | 11.4882 | 37.292 | 27.669 | 25.9034 | 29.2263 | 11.3477 | 3.8408 | -11.4257 | -11.3254 | -26.4388 | 1.9514 | 0.98517 | -12.1789 | 9.0822 | 6.2741 | -10.0983 | 8.9591 | 22.1903
TSO | - | 13 | 12 | 2020 | Summer | P, [%] | Expected | - | 16.65% | 32.1% | 20.24% | 25.48% | 22.68% | 29.25% | 11.49% | 37.29% | 27.67% | 25.9% | 29.23% | 11.35% | 3.841% | 11.43% | 11.33% | 26.44% | 1.951% | 0.9852% | 12.18% | 9.082% | 6.274% | 10.1% | 8.959% | 22.19%
TSO | - | 12 | 13 | 2020 | Summer | Q, [MVAr] | Expected | - | -51.8369 | -50.8537 | -52.8977 | -53.739 | -53.7264 | -53.9852 | -52.6433 | -41.7957 | 12.0972 | 33.8286 | 5.3708 | 36.7598 | 38.5388 | 36.7354 | 22.3718 | 15.4011 | 30.8957 | 31.8694 | -50.115 | -46.0571 | -44.7778 | -50.292 | -48.6891 | -51.3514
TSO | - | 12 | 13 | 2020 | Summer | Q, [%] | Expected | - | 51.84% | 50.85% | 52.9% | 53.74% | 53.73% | 53.99% | 52.64% | 41.8% | 12.1% | 33.83% | 5.371% | 36.76% | 38.54% | 36.74% | 22.37% | 15.4% | 30.9% | 31.87% | 50.12% | 46.06% | 44.78% | 50.29% | 48.69% | 51.35%
TSO | - | 13 | 12 | 2020 | Summer | Q, [MVAr] | Expected | - | 47.71 | 47.0911 | 48.8135 | 49.8346 | 49.7413 | 50.1337 | 48.4687 | 37.8612 | -17.7153 | -39.1825 | -11.0008 | -42.338 | -44.1248 | -42.3242 | -28.4085 | -21.1582 | -36.7023 | -37.6451 | 45.7484 | 41.4196 | 40.0582 | 45.9201 | 44.2623 | 47.3561
TSO | - | 13 | 12 | 2020 | Summer | Q, [%] | Expected | - | 0.4771 | 0.47091 | 0.48813 | 0.49835 | 0.49741 | 0.50134 | 0.48469 | 0.37861 | 0.17715 | 0.39183 | 0.11001 | 0.42338 | 0.44125 | 0.42324 | 0.28408 | 0.21158 | 0.36702 | 0.37645 | 0.45748 | 0.4142 | 0.40058 | 0.4592 | 0.44262 | 0.47356
TSO | - | 12 | 13 | 2020 | Summer | S, [MVA] | Expected | - | 54.2917 | 59.803 | 56.4423 | 59.2153 | 58.0937 | 61.0966 | 53.7781 | 55.6461 | 30.0411 | 42.4051 | 29.5582 | 38.3896 | 38.7025 | 38.5558 | 25.1339 | 30.7502 | 30.9458 | 31.879 | 51.6824 | 46.8742 | 45.1693 | 51.3859 | 49.4327 | 55.7268
TSO | - | 12 | 13 | 2020 | Summer | S, [%] | Expected | - | 54.29% | 59.8% | 56.44% | 59.22% | 58.09% | 61.1% | 53.78% | 55.65% | 30.04% | 42.41% | 29.56% | 38.39% | 38.7% | 38.56% | 25.13% | 30.75% | 30.95% | 31.88% | 51.68% | 46.87% | 45.17% | 51.39% | 49.43% | 55.73%
TSO | - | 13 | 12 | 2020 | Summer | S, [MVA] | Expected | - | 50.5326 | 56.9915 | 52.8415 | 55.9702 | 54.6684 | 58.0431 | 49.8116 | 53.1428 | 32.8543 | 46.9708 | 31.2281 | 43.8323 | 44.2917 | 43.8392 | 30.5828 | 33.8627 | 36.7542 | 37.658 | 47.3417 | 42.4037 | 40.5465 | 47.0174 | 45.1599 | 52.2973
TSO | - | 13 | 12 | 2020 | Summer | S, [%] | Expected | - | 50.53% | 56.99% | 52.84% | 55.97% | 54.67% | 58.04% | 49.81% | 53.14% | 32.85% | 46.97% | 31.23% | 43.83% | 44.29% | 43.84% | 30.58% | 33.86% | 36.75% | 37.66% | 47.34% | 42.4% | 40.55% | 47.02% | 45.16% | 52.3%
TSO | - | 12 | 16 | 2020 | Summer | P, [MW] | Expected | - | -9.4016 | -13.3077 | -14.6974 | -15.2251 | -15.5139 | -15.8749 | -2.4549 | 10.5261 | 3.269 | 1.6337 | 2.2797 | 6.637 | 7.5671 | 8.0773 | 3.736 | 7.096 | 2.8463 | 2.95 | 15.6656 | 9.2546 | 10.4414 | 8.4228 | 2.0084 | -4.115
TSO | - | 12 | 16 | 2020 | Summer | P, [%] | Expected | - | 18.8% | 26.62% | 29.39% | 30.45% | 31.03% | 31.75% | 4.91% | 21.05% | 6.538% | 3.267% | 4.559% | 13.27% | 15.13% | 16.15% | 7.472% | 14.19% | 5.693% | 5.9% | 31.33% | 18.51% | 20.88% | 16.85% | 4.017% | 8.23%
TSO | - | 16 | 12 | 2020 | Summer | P, [MW] | Expected | - | 9.5059 | 13.4215 | 14.8056 | 15.3358 | 15.6269 | 15.9783 | 2.5493 | -10.386 | -3.2637 | -1.6268 | -2.2735 | -6.62 | -7.546 | -8.0538 | -3.7274 | -7.0872 | -2.8397 | -2.9427 | -15.5264 | -9.1563 | -10.3329 | -8.3307 | -1.9204 | 4.2125
TSO | - | 16 | 12 | 2020 | Summer | P, [%] | Expected | - | 19.01% | 26.84% | 29.61% | 30.67% | 31.25% | 31.96% | 5.099% | 20.77% | 6.527% | 3.254% | 4.547% | 13.24% | 15.09% | 16.11% | 7.455% | 14.17% | 5.679% | 5.885% | 31.05% | 18.31% | 20.67% | 16.66% | 3.841% | 8.425%
TSO | - | 12 | 16 | 2020 | Summer | Q, [MVAr] | Expected | - | -22.1905 | -21.2682 | -19.6771 | -19.6258 | -19.7162 | -18.1546 | -22.9439 | -25.6178 | -5.5135 | 5.0731 | -6.5794 | 6.5331 | 7.2853 | 7.6743 | 4.9964 | 0.074468 | 4.4555 | 4.7878 | -22.9791 | -21.679 | -22.3885 | -21.2538 | -22.2282 | -22.9779
TSO | - | 12 | 16 | 2020 | Summer | Q, [%] | Expected | - | 44.38% | 42.54% | 39.35% | 39.25% | 39.43% | 36.31% | 45.89% | 51.24% | 11.03% | 10.15% | 13.16% | 13.07% | 14.57% | 15.35% | 9.993% | 0.1489% | 8.911% | 9.576% | 45.96% | 43.36% | 44.78% | 42.51% | 44.46% | 45.96%
TSO | - | 16 | 12 | 2020 | Summer | Q, [MVAr] | Expected | - | 20.6171 | 19.733 | 18.0985 | 18.0569 | 18.1568 | 16.5344 | 21.3239 | 24.2216 | 3.3142 | -7.3697 | 4.3997 | -8.8074 | -9.5527 | -9.9301 | -7.291 | -2.3276 | -6.7569 | -7.088 | 21.5408 | 20.0603 | 20.8159 | 19.6082 | 20.5814 | 21.3841
TSO | - | 16 | 12 | 2020 | Summer | Q, [%] | Expected | - | 0.41234 | 0.39466 | 0.36197 | 0.36114 | 0.36314 | 0.33069 | 0.42648 | 0.48443 | 0.066284 | 0.14739 | 0.087995 | 0.17615 | 0.19105 | 0.1986 | 0.14582 | 0.046552 | 0.13514 | 0.14176 | 0.43082 | 0.40121 | 0.41632 | 0.39216 | 0.41163 | 0.42768
TSO | - | 12 | 16 | 2020 | Summer | S, [MVA] | Expected | - | 24.0999 | 25.0884 | 24.5602 | 24.8389 | 25.088 | 24.1164 | 23.0749 | 27.6961 | 6.4098 | 5.3297 | 6.9632 | 9.3129 | 10.5041 | 11.1417 | 6.2387 | 7.0964 | 5.287 | 5.6237 | 27.811 | 23.5717 | 24.7036 | 22.8619 | 22.3187 | 23.3434
TSO | - | 12 | 16 | 2020 | Summer | S, [%] | Expected | - | 48.2% | 50.18% | 49.12% | 49.68% | 50.18% | 48.23% | 46.15% | 55.39% | 12.82% | 10.66% | 13.93% | 18.63% | 21.01% | 22.28% | 12.48% | 14.19% | 10.57% | 11.25% | 55.62% | 47.14% | 49.41% | 45.72% | 44.64% | 46.69%
TSO | - | 16 | 12 | 2020 | Summer | S, [MVA] | Expected | - | 22.7031 | 23.8648 | 23.3829 | 23.6905 | 23.9556 | 22.9933 | 21.4758 | 26.3544 | 4.6514 | 7.5471 | 4.9524 | 11.0179 | 12.1736 | 12.7856 | 8.1885 | 7.4597 | 7.3293 | 7.6746 | 26.5533 | 22.0511 | 23.2395 | 21.3045 | 20.6708 | 21.795
TSO | - | 16 | 12 | 2020 | Summer | S, [%] | Expected | - | 45.41% | 47.73% | 46.77% | 47.38% | 47.91% | 45.99% | 42.95% | 52.71% | 9.303% | 15.09% | 9.905% | 22.04% | 24.35% | 25.57% | 16.38% | 14.92% | 14.66% | 15.35% | 53.11% | 44.1% | 46.48% | 42.61% | 41.34% | 43.59%
TSO | - | 12 | 17 | 2020 | Summer | P, [MW] | Expected | - | -20.253 | -23.3402 | -24.5489 | -24.2894 | -24.1931 | -24.3152 | -12.6587 | -0.43516 | -10.739 | -14.1786 | -12.9745 | -7.415 | -6.3404 | -7.8367 | -10.1206 | -8.3984 | -11.8288 | -11.6433 | 2.8848 | -4.257 | -1.5407 | -6.3558 | -13.7659 | -17.1402
TSO | - | 12 | 17 | 2020 | Summer | P, [%] | Expected | - | 40.51% | 46.68% | 49.1% | 48.58% | 48.39% | 48.63% | 25.32% | 0.8703% | 21.48% | 28.36% | 25.95% | 14.83% | 12.68% | 15.67% | 20.24% | 16.8% | 23.66% | 23.29% | 5.77% | 8.514% | 3.081% | 12.71% | 27.53% | 34.28%
TSO | - | 17 | 12 | 2020 | Summer | P, [MW] | Expected | - | 20.6425 | 23.7676 | 24.9714 | 24.7052 | 24.6076 | 24.703 | 12.94 | 0.70957 | 10.7929 | 14.262 | 13.0577 | 7.449 | 6.3767 | 7.8805 | 10.1679 | 8.4247 | 11.8889 | 11.7047 | -2.6725 | 4.4754 | 1.752 | 6.5649 | 14.0675 | 17.4993
TSO | - | 17 | 12 | 2020 | Summer | P, [%] | Expected | - | 41.29% | 47.54% | 49.94% | 49.41% | 49.22% | 49.41% | 25.88% | 1.419% | 21.59% | 28.52% | 26.12% | 14.9% | 12.75% | 15.76% | 20.34% | 16.85% | 23.78% | 23.41% | 5.345% | 8.951% | 3.504% | 13.13% | 28.13% | 35%
TSO | - | 12 | 17 | 2020 | Summer | Q, [MVAr] | Expected | - | -24.5639 | -23.5661 | -22.1474 | -22.0927 | -22.1443 | -20.5919 | -24.5288 | -27.4205 | -7.3411 | 2.5604 | -9.1422 | 3.6216 | 5.1528 | 5.1297 | 2.5992 | -2.5885 | 2.3473 | 3.0951 | -24.4893 | -24.5711 | -24.5388 | -23.5494 | -24.938 | -25.4563
TSO | - | 12 | 17 | 2020 | Summer | Q, [%] | Expected | - | 49.13% | 47.13% | 44.29% | 44.19% | 44.29% | 41.18% | 49.06% | 54.84% | 14.68% | 5.121% | 18.28% | 7.243% | 10.31% | 10.26% | 5.198% | 5.177% | 4.695% | 6.19% | 48.98% | 49.14% | 49.08% | 47.1% | 49.88% | 50.91%
TSO | - | 17 | 12 | 2020 | Summer | Q, [MVAr] | Expected | - | 21.6695 | 20.8336 | 19.3578 | 19.2705 | 19.3145 | 17.6114 | 21.1554 | 24.0522 | 2.6361 | -7.3244 | 4.588 | -8.6466 | -10.1814 | -10.128 | -7.5314 | -2.373 | -7.2192 | -7.9607 | 20.7762 | 20.8814 | 20.8241 | 19.8232 | 21.6481 | 22.4439
TSO | - | 17 | 12 | 2020 | Summer | Q, [%] | Expected | - | 0.43339 | 0.41667 | 0.38716 | 0.38541 | 0.38629 | 0.35223 | 0.42311 | 0.48104 | 0.052722 | 0.14649 | 0.09176 | 0.17293 | 0.20363 | 0.20256 | 0.15063 | 0.04746 | 0.14438 | 0.15921 | 0.41552 | 0.41763 | 0.41648 | 0.39646 | 0.43296 | 0.44888
TSO | - | 12 | 17 | 2020 | Summer | S, [MVA] | Expected | - | 31.8366 | 33.1681 | 33.0629 | 32.8339 | 32.7975 | 31.8631 | 27.6026 | 27.4239 | 13.0084 | 14.4079 | 15.8719 | 8.2522 | 8.1702 | 9.3663 | 10.4491 | 8.7883 | 12.0595 | 12.0477 | 24.6586 | 24.9372 | 24.5871 | 24.392 | 28.4852 | 30.6889
TSO | - | 12 | 17 | 2020 | Summer | S, [%] | Expected | - | 63.67% | 66.34% | 66.13% | 65.67% | 65.59% | 63.73% | 55.21% | 54.85% | 26.02% | 28.82% | 31.74% | 16.5% | 16.34% | 18.73% | 20.9% | 17.58% | 24.12% | 24.1% | 49.32% | 49.87% | 49.17% | 48.78% | 56.97% | 61.38%
TSO | - | 17 | 12 | 2020 | Summer | S, [MVA] | Expected | - | 29.9279 | 31.606 | 31.5958 | 31.3321 | 31.2823 | 30.3381 | 24.7991 | 24.0626 | 11.1102 | 16.0328 | 13.8403 | 11.4128 | 12.0135 | 12.8327 | 12.6534 | 8.7525 | 13.9091 | 14.1553 | 20.9474 | 21.3556 | 20.8976 | 20.882 | 25.8173 | 28.4597
TSO | - | 17 | 12 | 2020 | Summer | S, [%] | Expected | - | 59.86% | 63.21% | 63.19% | 62.66% | 62.56% | 60.68% | 49.6% | 48.13% | 22.22% | 32.07% | 27.68% | 22.83% | 24.03% | 25.67% | 25.31% | 17.51% | 27.82% | 28.31% | 41.89% | 42.71% | 41.8% | 41.76% | 51.63% | 56.92%
TSO | - | 14 | 15 | 2020 | Summer | P, [MW] | Expected | - | -32.9418 | -33.5779 | -35.5068 | -32.244 | -34.5679 | -30.9077 | -26.0501 | -22.9039 | -30.3744 | -34.0654 | -36.4704 | -25.8606 | -28.5193 | -40.9001 | -34.3074 | -35.0638 | -40.5809 | -40.2488 | -19.2591 | -26.062 | -25.2585 | -29.7262 | -36.3874 | -32.3197
TSO | - | 14 | 15 | 2020 | Summer | P, [%] | Expected | - | 65.88% | 67.16% | 71.01% | 64.49% | 69.14% | 61.82% | 52.1% | 45.81% | 60.75% | 68.13% | 72.94% | 51.72% | 57.04% | 81.8% | 68.61% | 70.13% | 81.16% | 80.5% | 38.52% | 52.12% | 50.52% | 59.45% | 72.77% | 64.64%
TSO | - | 15 | 14 | 2020 | Summer | P, [MW] | Expected | - | 33.1571 | 33.7987 | 35.7384 | 32.4326 | 34.7832 | 31.0741 | 26.1877 | 23.0456 | 30.53 | 34.2565 | 36.6987 | 25.9747 | 28.6557 | 41.1791 | 34.4997 | 35.2679 | 40.8521 | 40.5158 | 19.3879 | 26.2283 | 25.4135 | 29.9263 | 36.6556 | 32.5311
TSO | - | 15 | 14 | 2020 | Summer | P, [%] | Expected | - | 66.31% | 67.6% | 71.48% | 64.87% | 69.57% | 62.15% | 52.38% | 46.09% | 61.06% | 68.51% | 73.4% | 51.95% | 57.31% | 82.36% | 69% | 70.54% | 81.7% | 81.03% | 38.78% | 52.46% | 50.83% | 59.85% | 73.31% | 65.06%
TSO | - | 14 | 15 | 2020 | Summer | Q, [MVAr] | Expected | - | -14.5472 | -14.5458 | -12.2709 | -10.7298 | -10.9982 | -8.5478 | -12.5008 | -18.1038 | -3.4663 | 1.9659 | -6.6521 | 4.5685 | 3.7331 | 4.5749 | -0.39544 | -1.0073 | -0.30581 | 0.23112 | -20.417 | -18.0708 | -17.2058 | -17.8752 | -16.5243 | -14.994
TSO | - | 14 | 15 | 2020 | Summer | Q, [%] | Expected | - | 29.09% | 29.09% | 24.54% | 21.46% | 22% | 17.1% | 25% | 36.21% | 6.933% | 3.932% | 13.3% | 9.137% | 7.466% | 9.15% | 0.7909% | 2.015% | 0.6116% | 0.4622% | 40.83% | 36.14% | 34.41% | 35.75% | 33.05% | 29.99%
TSO | - | 15 | 14 | 2020 | Summer | Q, [MVAr] | Expected | - | 13.7169 | 13.7216 | 11.4713 | 9.7879 | 10.1421 | 7.5209 | 11.4231 | 17.0614 | 2.4413 | -2.9081 | 5.8542 | -5.7529 | -4.8475 | -5.2323 | -0.54697 | 0.12633 | -0.37428 | -0.923 | 19.3192 | 17.0913 | 16.1971 | 17.0056 | 15.8755 | 14.1564
TSO | - | 15 | 14 | 2020 | Summer | Q, [%] | Expected | - | 0.27434 | 0.27443 | 0.22943 | 0.19576 | 0.20284 | 0.15042 | 0.22846 | 0.34123 | 0.048827 | 0.058163 | 0.11708 | 0.11506 | 0.09695 | 0.10465 | 0.010939 | 0.0025266 | 0.0074856 | 0.01846 | 0.38638 | 0.34183 | 0.32394 | 0.34011 | 0.31751 | 0.28313
TSO | - | 14 | 15 | 2020 | Summer | S, [MVA] | Expected | - | 36.0109 | 36.5931 | 37.5674 | 33.9824 | 36.2753 | 32.0679 | 28.8943 | 29.1948 | 30.5715 | 34.1221 | 37.0721 | 26.2611 | 28.7626 | 41.1552 | 34.3097 | 35.0783 | 40.5821 | 40.2494 | 28.0672 | 31.7141 | 30.5619 | 34.6867 | 39.9637 | 35.6284
TSO | - | 14 | 15 | 2020 | Summer | S, [%] | Expected | - | 72.02% | 73.19% | 75.13% | 67.96% | 72.55% | 64.14% | 57.79% | 58.39% | 61.14% | 68.24% | 74.14% | 52.52% | 57.53% | 82.31% | 68.62% | 70.16% | 81.16% | 80.5% | 56.13% | 63.43% | 61.12% | 69.37% | 79.93% | 71.26%
TSO | - | 15 | 14 | 2020 | Summer | S, [MVA] | Expected | - | 35.8824 | 36.4779 | 37.5344 | 33.8773 | 36.2317 | 31.9713 | 28.5707 | 28.6739 | 30.6274 | 34.3797 | 37.1627 | 26.6042 | 29.0628 | 41.5102 | 34.504 | 35.2682 | 40.8538 | 40.5263 | 27.3701 | 31.3055 | 30.1362 | 34.4206 | 39.9458 | 35.4778
TSO | - | 15 | 14 | 2020 | Summer | S, [%] | Expected | - | 71.76% | 72.96% | 75.07% | 67.75% | 72.46% | 63.94% | 57.14% | 57.35% | 61.25% | 68.76% | 74.33% | 53.21% | 58.13% | 83.02% | 69.01% | 70.54% | 81.71% | 81.05% | 54.74% | 62.61% | 60.27% | 68.84% | 79.89% | 70.96%
TSO | - | 18 | 19 | 2020 | Summer | P, [MW] | Expected | - | 2.7546 | 3.2162 | 3.46 | 1.4904 | 1.9893 | 2.4153 | 1.6771 | 1.764 | 1.088 | -0.37471 | 0.21821 | -0.70811 | -0.68964 | 1.4989 | 2.7048 | 2.5615 | 2.7723 | 2.7268 | 1.6381 | 1.815 | 1.9052 | 1.917 | 1.1318 | 1.3874
TSO | - | 18 | 19 | 2020 | Summer | P, [%] | Expected | - | 27.55% | 32.16% | 34.6% | 14.9% | 19.89% | 24.15% | 16.77% | 17.64% | 10.88% | 3.747% | 2.182% | 7.081% | 6.896% | 14.99% | 27.05% | 25.62% | 27.72% | 27.27% | 16.38% | 18.15% | 19.05% | 19.17% | 11.32% | 13.87%
TSO | - | 19 | 18 | 2020 | Summer | P, [MW] | Expected | - | -2.7168 | -3.1662 | -3.4063 | -1.4785 | -1.97 | -2.3903 | -1.663 | -1.7474 | -1.0815 | 0.3764 | -0.21537 | 0.71084 | 0.69203 | -1.4884 | -2.6708 | -2.5312 | -2.7366 | -2.6926 | -1.6173 | -1.7939 | -1.8839 | -1.8933 | -1.1213 | -1.3772
TSO | - | 19 | 18 | 2020 | Summer | P, [%] | Expected | - | 27.17% | 31.66% | 34.06% | 14.78% | 19.7% | 23.9% | 16.63% | 17.47% | 10.81% | 3.764% | 2.154% | 7.108% | 6.92% | 14.88% | 26.71% | 25.31% | 27.37% | 26.93% | 16.17% | 17.94% | 18.84% | 18.93% | 11.21% | 13.77%
TSO | - | 18 | 19 | 2020 | Summer | Q, [MVAr] | Expected | - | 1.0725 | 1.1971 | 0.89371 | 0.7712 | 0.77292 | 0.27944 | 0.59976 | 0.70041 | 0.44984 | 0.47632 | 0.75896 | 0.27146 | 0.17468 | 0.055644 | 0.33868 | 0.026093 | 0.45798 | 0.35499 | 1.4076 | 1.1903 | 1.039 | 1.2812 | 1.0409 | 0.64295
TSO | - | 18 | 19 | 2020 | Summer | Q, [%] | Expected | - | 10.73% | 11.97% | 8.937% | 7.712% | 7.729% | 2.794% | 5.998% | 7.004% | 4.498% | 4.763% | 7.59% | 2.715% | 1.747% | 0.5564% | 3.387% | 0.2609% | 4.58% | 3.55% | 14.08% | 11.9% | 10.39% | 12.81% | 10.41% | 6.43%
TSO | - | 19 | 18 | 2020 | Summer | Q, [MVAr] | Expected | - | -1.0164 | -1.1228 | -0.81388 | -0.75347 | -0.74423 | -0.24227 | -0.5788 | -0.6757 | -0.44021 | -0.4738 | -0.75473 | -0.26741 | -0.17112 | -0.04005 | -0.28822 | 0.019038 | -0.40494 | -0.30418 | -1.3766 | -1.1589 | -1.0073 | -1.246 | -1.0253 | -0.62769
TSO | - | 19 | 18 | 2020 | Summer | Q, [%] | Expected | - | 0.10164 | 0.11228 | 0.081388 | 0.075347 | 0.074423 | 0.024227 | 0.05788 | 0.06757 | 0.044021 | 0.04738 | 0.075473 | 0.026741 | 0.017112 | 0.004005 | 0.028822 | 0.0019038 | 0.040494 | 0.030418 | 0.13766 | 0.11589 | 0.10073 | 0.1246 | 0.10253 | 0.062769
TSO | - | 18 | 19 | 2020 | Summer | S, [MVA] | Expected | - | 2.956 | 3.4317 | 3.5736 | 1.6781 | 2.1342 | 2.4314 | 1.7811 | 1.898 | 1.1773 | 0.60604 | 0.7897 | 0.75836 | 0.71142 | 1.4999 | 2.7259 | 2.5617 | 2.8099 | 2.7498 | 2.1598 | 2.1705 | 2.1701 | 2.3057 | 1.5376 | 1.5292
TSO | - | 18 | 19 | 2020 | Summer | S, [%] | Expected | - | 29.56% | 34.32% | 35.74% | 16.78% | 21.34% | 24.31% | 17.81% | 18.98% | 11.77% | 6.06% | 7.897% | 7.584% | 7.114% | 15% | 27.26% | 25.62% | 28.1% | 27.5% | 21.6% | 21.71% | 21.7% | 23.06% | 15.38% | 15.29%
TSO | - | 19 | 18 | 2020 | Summer | S, [MVA] | Expected | - | 2.9007 | 3.3594 | 3.5022 | 1.6594 | 2.1059 | 2.4026 | 1.7608 | 1.8735 | 1.1677 | 0.60511 | 0.78486 | 0.75947 | 0.71288 | 1.4889 | 2.6863 | 2.5312 | 2.7664 | 2.7097 | 2.1238 | 2.1356 | 2.1363 | 2.2665 | 1.5194 | 1.5135
TSO | - | 19 | 18 | 2020 | Summer | S, [%] | Expected | - | 29.01% | 33.59% | 35.02% | 16.59% | 21.06% | 24.03% | 17.61% | 18.73% | 11.68% | 6.051% | 7.849% | 7.595% | 7.129% | 14.89% | 26.86% | 25.31% | 27.66% | 27.1% | 21.24% | 21.36% | 21.36% | 22.67% | 15.19% | 15.13%
TSO | - | 19 | 20 | 2020 | Summer | P, [MW] | Expected | - | 0.51157 | 0.96712 | 0.65306 | 0.92806 | 0.86837 | -0.40875 | -0.6034 | 0.64478 | 1.0815 | 2.9762 | 3.5452 | 2.0723 | 2.0704 | 3.1388 | 1.5708 | 1.4296 | 2.7366 | 2.6926 | 1.0664 | 1.2423 | 1.3319 | 1.3426 | 2.7768 | 1.9277
TSO | - | 19 | 20 | 2020 | Summer | P, [%] | Expected | - | 5.116% | 9.671% | 6.531% | 9.281% | 8.684% | 4.088% | 6.034% | 6.448% | 10.81% | 29.76% | 35.45% | 20.72% | 20.7% | 31.39% | 15.71% | 14.3% | 27.37% | 26.93% | 10.66% | 12.42% | 13.32% | 13.43% | 27.77% | 19.28%
TSO | - | 20 | 19 | 2020 | Summer | P, [MW] | Expected | - | -0.50992 | -0.96313 | -0.65085 | -0.92528 | -0.86593 | 0.40921 | 0.60442 | -0.64338 | -1.0781 | -2.951 | -3.5094 | -2.0595 | -2.0574 | -3.1093 | -1.5635 | -1.4227 | -2.7151 | -2.6716 | -1.0612 | -1.2367 | -1.3262 | -1.3362 | -2.7546 | -1.9174
TSO | - | 20 | 19 | 2020 | Summer | P, [%] | Expected | - | 5.099% | 9.631% | 6.509% | 9.253% | 8.659% | 4.092% | 6.044% | 6.434% | 10.78% | 29.51% | 35.09% | 20.6% | 20.57% | 31.09% | 15.64% | 14.23% | 27.15% | 26.72% | 10.61% | 12.37% | 13.26% | 13.36% | 27.55% | 19.17%
TSO | - | 19 | 20 | 2020 | Summer | Q, [MVAr] | Expected | - | 0.57797 | 0.73051 | 0.62927 | 0.4304 | 0.39808 | 0.057651 | 0.048028 | 0.26032 | 0.0017492 | -0.056974 | 0.24704 | -0.30952 | -0.42888 | -0.53687 | -0.19639 | -0.54981 | -0.17198 | -0.27275 | 0.84579 | 0.65122 | 0.45348 | 0.69215 | 0.49452 | 0.050764
TSO | - | 19 | 20 | 2020 | Summer | Q, [%] | Expected | - | 5.78% | 7.305% | 6.293% | 4.304% | 3.981% | 0.5765% | 0.4803% | 2.603% | 0.01749% | 0.5697% | 2.47% | 3.095% | 4.289% | 5.369% | 1.964% | 5.498% | 1.72% | 2.727% | 8.458% | 6.512% | 4.535% | 6.921% | 4.945% | 0.5076%
TSO | - | 20 | 19 | 2020 | Summer | Q, [MVAr] | Expected | - | -0.57545 | -0.72439 | -0.62588 | -0.42613 | -0.39434 | -0.056956 | -0.046459 | -0.25816 | 0.0034842 | 0.095666 | -0.19212 | 0.32905 | 0.44873 | 0.58206 | 0.20749 | 0.56028 | 0.205 | 0.30486 | -0.83771 | -0.64263 | -0.44477 | -0.68223 | -0.46051 | -0.035064
TSO | - | 20 | 19 | 2020 | Summer | Q, [%] | Expected | - | 0.057545 | 0.072439 | 0.062588 | 0.042613 | 0.039434 | 0.0056956 | 0.0046459 | 0.025816 | 0.00034842 | 0.0095666 | 0.019212 | 0.032905 | 0.044873 | 0.058206 | 0.020749 | 0.056028 | 0.0205 | 0.030486 | 0.083771 | 0.064263 | 0.044477 | 0.068223 | 0.046051 | 0.0035064
TSO | - | 19 | 20 | 2020 | Summer | S, [MVA] | Expected | - | 0.77185 | 1.212 | 0.9069 | 1.023 | 0.95526 | 0.4128 | 0.60531 | 0.69535 | 1.0815 | 2.9768 | 3.5538 | 2.0952 | 2.1143 | 3.1844 | 1.583 | 1.5317 | 2.742 | 2.7064 | 1.3611 | 1.4027 | 1.407 | 1.5105 | 2.8205 | 1.9284
TSO | - | 19 | 20 | 2020 | Summer | S, [%] | Expected | - | 7.718% | 12.12% | 9.069% | 10.23% | 9.553% | 4.128% | 6.053% | 6.953% | 10.81% | 29.77% | 35.54% | 20.95% | 21.14% | 31.84% | 15.83% | 15.32% | 27.42% | 27.06% | 13.61% | 14.03% | 14.07% | 15.11% | 28.2% | 19.28%
TSO | - | 20 | 19 | 2020 | Summer | S, [MVA] | Expected | - | 0.76888 | 1.2051 | 0.90296 | 1.0187 | 0.95149 | 0.41315 | 0.60621 | 0.69324 | 1.0781 | 2.9525 | 3.5147 | 2.0856 | 2.1058 | 3.1633 | 1.5772 | 1.5291 | 2.7228 | 2.689 | 1.352 | 1.3937 | 1.3988 | 1.5003 | 2.7928 | 1.9178
TSO | - | 20 | 19 | 2020 | Summer | S, [%] | Expected | - | 7.689% | 12.05% | 9.03% | 10.19% | 9.515% | 4.132% | 6.062% | 6.932% | 10.78% | 29.53% | 35.15% | 20.86% | 21.06% | 31.63% | 15.77% | 15.29% | 27.23% | 26.89% | 13.52% | 13.94% | 13.99% | 15% | 27.93% | 19.18%
TSO | - | 21 | 20 | 2020 | Summer | P, [MW] | Expected | - | 0.9492 | 0.39984 | 0.65953 | 0.36911 | 0.4653 | 1.6793 | 2.1125 | 1.1339 | 0.78469 | -1.0966 | -1.5074 | 0.22203 | -0.548 | -1.0569 | 0.40901 | 0.50081 | -0.72826 | -0.79021 | 0.68441 | 0.58484 | 0.51247 | 0.59004 | -1.2226 | -0.51807
TSO | - | 21 | 20 | 2020 | Summer | P, [%] | Expected | - | 9.492% | 3.998% | 6.595% | 3.691% | 4.653% | 16.79% | 21.13% | 11.34% | 7.847% | 10.97% | 15.07% | 2.22% | 5.48% | 10.57% | 4.09% | 5.008% | 7.283% | 7.902% | 6.844% | 5.848% | 5.125% | 5.9% | 12.23% | 5.181%
TSO | - | 20 | 21 | 2020 | Summer | P, [MW] | Expected | - | -0.9492 | -0.39984 | -0.65953 | -0.36911 | -0.4653 | -1.6793 | -2.1125 | -1.1339 | -0.78469 | 1.0966 | 1.5074 | -0.22203 | 0.548 | 1.0569 | -0.40901 | -0.50081 | 0.72826 | 0.79021 | -0.68441 | -0.58484 | -0.51247 | -0.59004 | 1.2226 | 0.51807
TSO | - | 20 | 21 | 2020 | Summer | P, [%] | Expected | - | 9.492% | 3.998% | 6.595% | 3.691% | 4.653% | 16.79% | 21.13% | 11.34% | 7.847% | 10.97% | 15.07% | 2.22% | 5.48% | 10.57% | 4.09% | 5.008% | 7.283% | 7.902% | 6.844% | 5.848% | 5.125% | 5.9% | 12.23% | 5.181%
TSO | - | 21 | 20 | 2020 | Summer | Q, [MVAr] | Expected | - | -0.85695 | -1.183 | -1.0843 | -0.94781 | -0.7997 | -0.79618 | -0.48089 | -0.012535 | 0.77791 | 0.8162 | 0.1791 | 1.3436 | 1.2276 | 1.6113 | 1.1605 | 0.92191 | 0.86207 | 0.72567 | -0.53756 | -0.28631 | -0.089673 | -0.501 | -0.62216 | -0.7347
TSO | - | 21 | 20 | 2020 | Summer | Q, [%] | Expected | - | 8.569% | 11.83% | 10.84% | 9.478% | 7.997% | 7.962% | 4.809% | 0.1254% | 7.779% | 8.162% | 1.791% | 13.44% | 12.28% | 16.11% | 11.61% | 9.219% | 8.621% | 7.257% | 5.376% | 2.863% | 0.8967% | 5.01% | 6.222% | 7.347%
TSO | - | 20 | 21 | 2020 | Summer | Q, [MVAr] | Expected | - | 0.86957 | 1.195 | 1.0965 | 0.95554 | 0.8061 | 0.82166 | 0.51705 | 0.022866 | -0.76819 | -0.80155 | -0.16082 | -1.3291 | -1.2134 | -1.5821 | -1.1487 | -0.91322 | -0.85205 | -0.71662 | 0.5436 | 0.28969 | 0.091831 | 0.50576 | 0.63698 | 0.74095
TSO | - | 20 | 21 | 2020 | Summer | Q, [%] | Expected | - | 0.086957 | 0.1195 | 0.10965 | 0.095554 | 0.08061 | 0.082166 | 0.051705 | 0.0022866 | 0.076819 | 0.080155 | 0.016082 | 0.13291 | 0.12134 | 0.15821 | 0.11487 | 0.091322 | 0.085205 | 0.071662 | 0.05436 | 0.028969 | 0.0091831 | 0.050576 | 0.063698 | 0.074095
TSO | - | 21 | 20 | 2020 | Summer | S, [MVA] | Expected | - | 1.2788 | 1.2487 | 1.2691 | 1.0172 | 0.92521 | 1.8585 | 2.1666 | 1.134 | 1.1049 | 1.367 | 1.518 | 1.3619 | 1.3444 | 1.927 | 1.2305 | 1.0492 | 1.1285 | 1.0729 | 0.87028 | 0.65116 | 0.52026 | 0.77405 | 1.3718 | 0.89899
TSO | - | 21 | 20 | 2020 | Summer | S, [%] | Expected | - | 12.79% | 12.49% | 12.69% | 10.17% | 9.252% | 18.58% | 21.67% | 11.34% | 11.05% | 13.67% | 15.18% | 13.62% | 13.44% | 19.27% | 12.31% | 10.49% | 11.29% | 10.73% | 8.703% | 6.512% | 5.203% | 7.741% | 13.72% | 8.99%
TSO | - | 20 | 21 | 2020 | Summer | S, [MVA] | Expected | - | 1.2873 | 1.2601 | 1.2795 | 1.0244 | 0.93075 | 1.8696 | 2.1749 | 1.1341 | 1.0981 | 1.3583 | 1.5159 | 1.3475 | 1.3314 | 1.9026 | 1.2193 | 1.0415 | 1.1209 | 1.0668 | 0.87402 | 0.65265 | 0.52064 | 0.77714 | 1.3786 | 0.9041
TSO | - | 20 | 21 | 2020 | Summer | S, [%] | Expected | - | 12.87% | 12.6% | 12.8% | 10.24% | 9.308% | 18.7% | 21.75% | 11.34% | 10.98% | 13.58% | 15.16% | 13.47% | 13.31% | 19.03% | 12.19% | 10.42% | 11.21% | 10.67% | 8.74% | 6.527% | 5.206% | 7.771% | 13.79% | 9.041%
TSO | - | 21 | 22 | 2020 | Summer | P, [MW] | Expected | - | -0.9492 | -0.39984 | -0.65953 | -0.36911 | -0.4653 | -1.6793 | -2.1125 | -1.1339 | -0.78469 | 1.0966 | 1.5074 | -0.22203 | 0.548 | 1.0569 | -0.40901 | -0.50081 | 0.72826 | 0.79021 | -0.68441 | -0.58484 | -0.51247 | -0.59004 | 1.2226 | 0.51807
TSO | - | 21 | 22 | 2020 | Summer | P, [%] | Expected | - | 18.98% | 7.997% | 13.19% | 7.382% | 9.306% | 33.59% | 42.25% | 22.68% | 15.69% | 21.93% | 30.15% | 4.441% | 10.96% | 21.14% | 8.18% | 10.02% | 14.57% | 15.8% | 13.69% | 11.7% | 10.25% | 11.8% | 24.45% | 10.36%
TSO | - | 22 | 21 | 2020 | Summer | P, [MW] | Expected | - | 0.95039 | 0.40098 | 0.66069 | 0.36984 | 0.46591 | 1.6817 | 2.1159 | 1.1349 | 0.78561 | -1.0952 | -1.5057 | 0.22341 | -0.54665 | -1.0541 | 0.41014 | 0.50163 | -0.72731 | -0.78935 | 0.68498 | 0.58516 | 0.51268 | 0.59049 | -1.2212 | -0.51748
TSO | - | 22 | 21 | 2020 | Summer | P, [%] | Expected | - | 19.01% | 8.02% | 13.21% | 7.397% | 9.318% | 33.63% | 42.32% | 22.7% | 15.71% | 21.9% | 30.11% | 4.468% | 10.93% | 21.08% | 8.203% | 10.03% | 14.55% | 15.79% | 13.7% | 11.7% | 10.25% | 11.81% | 24.42% | 10.35%
TSO | - | 21 | 22 | 2020 | Summer | Q, [MVAr] | Expected | - | 0.85695 | 1.183 | 1.0843 | 0.94781 | 0.7997 | 0.79618 | 0.48089 | 0.012535 | -0.77791 | -0.8162 | -0.1791 | -1.3436 | -1.2276 | -1.6113 | -1.1605 | -0.92191 | -0.86207 | -0.72567 | 0.53756 | 0.28631 | 0.089673 | 0.501 | 0.62216 | 0.7347
TSO | - | 21 | 22 | 2020 | Summer | Q, [%] | Expected | - | 17.14% | 23.66% | 21.69% | 18.96% | 15.99% | 15.92% | 9.618% | 0.2507% | 15.56% | 16.32% | 3.582% | 26.87% | 24.55% | 32.23% | 23.21% | 18.44% | 17.24% | 14.51% | 10.75% | 5.726% | 1.793% | 10.02% | 12.44% | 14.69%
TSO | - | 22 | 21 | 2020 | Summer | Q, [MVAr] | Expected | - | -0.85504 | -1.1812 | -1.0824 | -0.94665 | -0.79873 | -0.79235 | -0.47545 | -0.010979 | 0.77937 | 0.81841 | 0.18185 | 1.3458 | 1.2298 | 1.6157 | 1.1623 | 0.92322 | 0.86358 | 0.72703 | -0.53665 | -0.28581 | -0.089348 | -0.50029 | -0.61992 | -0.73376
TSO | - | 22 | 21 | 2020 | Summer | Q, [%] | Expected | - | 0.17101 | 0.23624 | 0.21649 | 0.18933 | 0.15975 | 0.15847 | 0.09509 | 0.0021959 | 0.15587 | 0.16368 | 0.036371 | 0.26917 | 0.24595 | 0.32315 | 0.23247 | 0.18464 | 0.17272 | 0.14541 | 0.10733 | 0.057161 | 0.01787 | 0.10006 | 0.12398 | 0.14675
TSO | - | 21 | 22 | 2020 | Summer | S, [MVA] | Expected | - | 1.2788 | 1.2487 | 1.2691 | 1.0172 | 0.92521 | 1.8585 | 2.1666 | 1.134 | 1.1049 | 1.367 | 1.518 | 1.3619 | 1.3444 | 1.927 | 1.2305 | 1.0492 | 1.1285 | 1.0729 | 0.87028 | 0.65116 | 0.52026 | 0.77405 | 1.3718 | 0.89899
TSO | - | 21 | 22 | 2020 | Summer | S, [%] | Expected | - | 25.58% | 24.97% | 25.38% | 20.34% | 18.5% | 37.17% | 43.33% | 22.68% | 22.1% | 27.34% | 30.36% | 27.24% | 26.89% | 38.54% | 24.61% | 20.98% | 22.57% | 21.46% | 17.41% | 13.02% | 10.41% | 15.48% | 27.44% | 17.98%
TSO | - | 22 | 21 | 2020 | Summer | S, [MVA] | Expected | - | 1.2784 | 1.2474 | 1.2681 | 1.0163 | 0.92468 | 1.859 | 2.1687 | 1.1349 | 1.1066 | 1.3672 | 1.5166 | 1.3643 | 1.3458 | 1.9292 | 1.2326 | 1.0507 | 1.129 | 1.0732 | 0.87017 | 0.65123 | 0.52041 | 0.77393 | 1.3696 | 0.89788
TSO | - | 22 | 21 | 2020 | Summer | S, [%] | Expected | - | 25.57% | 24.95% | 25.36% | 20.33% | 18.49% | 37.18% | 43.37% | 22.7% | 22.13% | 27.34% | 30.33% | 27.29% | 26.92% | 38.58% | 24.65% | 21.01% | 22.58% | 21.46% | 17.4% | 13.02% | 10.41% | 15.48% | 27.39% | 17.96%
TSO | - | 22 | 23 | 2020 | Summer | P, [MW] | Expected | - | 1.0099 | 1.3591 | 1.3099 | 0.47581 | 0.45946 | -0.087431 | 1.0368 | -2.9778 | -1.5502 | 1.5989 | -0.50982 | 1.3436 | 2.898 | 4.057 | 5.4577 | 4.627 | 3.9738 | 3.9219 | 2.6155 | 1.3166 | 2.6616 | 4.2877 | 3.97 | 5.4542
TSO | - | 22 | 23 | 2020 | Summer | P, [%] | Expected | - | 10.1% | 13.59% | 13.1% | 4.758% | 4.595% | 0.8743% | 10.37% | 29.78% | 15.5% | 15.99% | 5.098% | 13.44% | 28.98% | 40.57% | 54.58% | 46.27% | 39.74% | 39.22% | 26.15% | 13.17% | 26.62% | 42.88% | 39.7% | 54.54%
TSO | - | 23 | 22 | 2020 | Summer | P, [MW] | Expected | - | -1.0092 | -1.3574 | -1.3091 | -0.47552 | -0.45916 | 0.087647 | -1.0361 | 2.9795 | 1.5524 | -1.5943 | 0.51231 | -1.3404 | -2.8945 | -4.0532 | -5.4522 | -4.6228 | -3.9704 | -3.9186 | -2.6146 | -1.316 | -2.6604 | -4.2856 | -3.968 | -5.4505
TSO | - | 23 | 22 | 2020 | Summer | P, [%] | Expected | - | 10.09% | 13.57% | 13.09% | 4.755% | 4.592% | 0.8765% | 10.36% | 29.79% | 15.52% | 15.94% | 5.123% | 13.4% | 28.95% | 40.53% | 54.52% | 46.23% | 39.7% | 39.19% | 26.15% | 13.16% | 26.6% | 42.86% | 39.68% | 54.51%
TSO | - | 22 | 23 | 2020 | Summer | Q, [MVAr] | Expected | - | 2.4867 | 3.9782 | 2.6064 | 1.6787 | 1.7282 | 1.5146 | 2.4503 | 2.7009 | 4.3647 | 6.5955 | 4.9347 | 5.4498 | 5.1744 | 4.6571 | 5.0292 | 4.4891 | 4.295 | 4.2222 | 1.5534 | 2.166 | 2.0528 | 1.5425 | 2.197 | 2.7801
TSO | - | 22 | 23 | 2020 | Summer | Q, [%] | Expected | - | 24.87% | 39.78% | 26.06% | 16.79% | 17.28% | 15.15% | 24.5% | 27.01% | 43.65% | 65.95% | 49.35% | 54.5% | 51.74% | 46.57% | 50.29% | 44.89% | 42.95% | 42.22% | 15.53% | 21.66% | 20.53% | 15.43% | 21.97% | 27.8%
TSO | - | 23 | 22 | 2020 | Summer | Q, [MVAr] | Expected | - | -2.4856 | -3.9755 | -2.6051 | -1.6783 | -1.7277 | -1.5142 | -2.4492 | -2.6984 | -4.3614 | -6.5884 | -4.9309 | -5.445 | -5.169 | -4.6512 | -5.0208 | -4.4827 | -4.2897 | -4.2171 | -1.5519 | -2.165 | -2.0511 | -1.5393 | -2.1938 | -2.7744
TSO | - | 23 | 22 | 2020 | Summer | Q, [%] | Expected | - | 0.24856 | 0.39755 | 0.26051 | 0.16783 | 0.17277 | 0.15142 | 0.24492 | 0.26984 | 0.43614 | 0.65884 | 0.49309 | 0.5445 | 0.5169 | 0.46512 | 0.50208 | 0.44827 | 0.42897 | 0.42171 | 0.15519 | 0.2165 | 0.20511 | 0.15393 | 0.21938 | 0.27744
TSO | - | 22 | 23 | 2020 | Summer | S, [MVA] | Expected | - | 2.6839 | 4.204 | 2.917 | 1.7449 | 1.7882 | 1.5171 | 2.6606 | 4.0202 | 4.6319 | 6.7865 | 4.961 | 5.613 | 5.9307 | 6.1764 | 7.4215 | 6.4468 | 5.8513 | 5.7626 | 3.042 | 2.5348 | 3.3613 | 4.5567 | 4.5374 | 6.1219
TSO | - | 22 | 23 | 2020 | Summer | S, [%] | Expected | - | 26.84% | 42.04% | 29.17% | 17.45% | 17.88% | 15.17% | 26.61% | 40.2% | 46.32% | 67.87% | 49.61% | 56.13% | 59.31% | 61.76% | 74.22% | 64.47% | 58.51% | 57.63% | 30.42% | 25.35% | 33.61% | 45.57% | 45.37% | 61.22%
TSO | - | 23 | 22 | 2020 | Summer | S, [MVA] | Expected | - | 2.6827 | 4.2009 | 2.9156 | 1.7444 | 1.7877 | 1.5168 | 2.6594 | 4.0198 | 4.6294 | 6.7786 | 4.9574 | 5.6075 | 5.9243 | 6.1695 | 7.4118 | 6.4393 | 5.8451 | 5.7566 | 3.0405 | 2.5336 | 3.3593 | 4.5536 | 4.534 | 6.116
TSO | - | 23 | 22 | 2020 | Summer | S, [%] | Expected | - | 26.83% | 42.01% | 29.16% | 17.44% | 17.88% | 15.17% | 26.59% | 40.2% | 46.29% | 67.79% | 49.57% | 56.08% | 59.24% | 61.69% | 74.12% | 64.39% | 58.45% | 57.57% | 30.4% | 25.34% | 33.59% | 45.54% | 45.34% | 61.16%
TSO | - | 23 | 24 | 2020 | Summer | P, [MW] | Expected | - | 1.3267 | 3.0864 | 3.3018 | 2.6418 | 1.7464 | 2.2556 | 1.7945 | -1.9545 | -0.26382 | 1.0301 | -1.429 | -0.19212 | -0.99566 | -2.1815 | -0.51961 | -0.95021 | -1.267 | -1.1468 | 0.18928 | -1.639 | -2.0601 | -1.3192 | -1.6851 | -0.75401
TSO | - | 23 | 24 | 2020 | Summer | P, [%] | Expected | - | 13.27% | 30.86% | 33.02% | 26.42% | 17.46% | 22.56% | 17.94% | 19.54% | 2.638% | 10.3% | 14.29% | 1.921% | 9.957% | 21.82% | 5.196% | 9.502% | 12.67% | 11.47% | 1.893% | 16.39% | 20.6% | 13.19% | 16.85% | 7.54%
TSO | - | 24 | 23 | 2020 | Summer | P, [MW] | Expected | - | -1.3007 | -3.0224 | -3.2551 | -2.6069 | -1.716 | -2.2216 | -1.7582 | 1.9778 | 0.29456 | -0.97615 | 1.4597 | 0.23371 | 1.0403 | 2.2378 | 0.57157 | 1.002 | 1.3163 | 1.1976 | -0.18254 | 1.6566 | 2.0848 | 1.3362 | 1.711 | 0.7896
TSO | - | 24 | 23 | 2020 | Summer | P, [%] | Expected | - | 13.01% | 30.22% | 32.55% | 26.07% | 17.16% | 22.22% | 17.58% | 19.78% | 2.946% | 9.761% | 14.6% | 2.337% | 10.4% | 22.38% | 5.716% | 10.02% | 13.16% | 11.98% | 1.825% | 16.57% | 20.85% | 13.36% | 17.11% | 7.896%
TSO | - | 23 | 24 | 2020 | Summer | Q, [MVAr] | Expected | - | 3.3183 | 4.9893 | 3.8 | 3.4162 | 3.5561 | 3.6142 | 3.9156 | 2.7165 | 3.8364 | 5.1583 | 3.5912 | 4.5579 | 4.644 | 4.9409 | 5.1294 | 5.0439 | 4.8509 | 4.9593 | 1.57 | 2.3641 | 2.7933 | 2.4626 | 3.117 | 4.1502
TSO | - | 23 | 24 | 2020 | Summer | Q, [%] | Expected | - | 33.18% | 49.89% | 38% | 34.16% | 35.56% | 36.14% | 39.16% | 27.16% | 38.36% | 51.58% | 35.91% | 45.58% | 46.44% | 49.41% | 51.29% | 50.44% | 48.51% | 49.59% | 15.7% | 23.64% | 27.93% | 24.63% | 31.17% | 41.5%
TSO | - | 24 | 23 | 2020 | Summer | Q, [MVAr] | Expected | - | -4.1121 | -5.7212 | -4.5744 | -4.2223 | -4.3688 | -4.4347 | -4.6959 | -3.49 | -4.6017 | -5.892 | -4.3569 | -5.3139 | -5.3961 | -5.6738 | -5.8708 | -5.7804 | -5.5943 | -5.7001 | -2.3722 | -3.1532 | -3.5688 | -3.2518 | -3.8961 | -4.9274
TSO | - | 24 | 23 | 2020 | Summer | Q, [%] | Expected | - | 0.41121 | 0.57212 | 0.45744 | 0.42223 | 0.43688 | 0.44347 | 0.46959 | 0.349 | 0.46017 | 0.5892 | 0.43569 | 0.53139 | 0.53961 | 0.56738 | 0.58708 | 0.57804 | 0.55943 | 0.57001 | 0.23722 | 0.31532 | 0.35688 | 0.32518 | 0.38961 | 0.49274
TSO | - | 23 | 24 | 2020 | Summer | S, [MVA] | Expected | - | 3.5737 | 5.8668 | 5.034 | 4.3185 | 3.9618 | 4.2603 | 4.3072 | 3.3465 | 3.8455 | 5.2601 | 3.8651 | 4.5619 | 4.7495 | 5.401 | 5.1556 | 5.1326 | 5.0136 | 5.0902 | 1.5814 | 2.8767 | 3.4708 | 2.7937 | 3.5434 | 4.2182
TSO | - | 23 | 24 | 2020 | Summer | S, [%] | Expected | - | 35.74% | 58.67% | 50.34% | 43.19% | 39.62% | 42.6% | 43.07% | 33.47% | 38.45% | 52.6% | 38.65% | 45.62% | 47.5% | 54.01% | 51.56% | 51.33% | 50.14% | 50.9% | 15.81% | 28.77% | 34.71% | 27.94% | 35.43% | 42.18%
TSO | - | 24 | 23 | 2020 | Summer | S, [MVA] | Expected | - | 4.3129 | 6.4705 | 5.6144 | 4.9623 | 4.6937 | 4.9601 | 5.0143 | 4.0114 | 4.6111 | 5.9723 | 4.5949 | 5.319 | 5.4955 | 6.0992 | 5.8986 | 5.8666 | 5.747 | 5.8245 | 2.3792 | 3.5618 | 4.1331 | 3.5157 | 4.2552 | 4.9902
TSO | - | 24 | 23 | 2020 | Summer | S, [%] | Expected | - | 43.13% | 64.7% | 56.14% | 49.62% | 46.94% | 49.6% | 50.14% | 40.11% | 46.11% | 59.72% | 45.95% | 53.19% | 54.96% | 60.99% | 58.99% | 58.67% | 57.47% | 58.25% | 23.79% | 35.62% | 41.33% | 35.16% | 42.55% | 49.9%
TSO | - | 24 | 25 | 2020 | Summer | P, [MW] | Expected | - | 4.0631 | 9.0032 | 7.0116 | 4.441 | 4.3128 | 3.8143 | 3.1266 | 2.7081 | 2.7808 | 4.8017 | 2.4042 | 2.3249 | 1.9852 | 1.8706 | 3.1093 | 2.4648 | 2.8121 | 2.8695 | 3.9456 | 3.4592 | 3.2375 | 2.6885 | 3.0951 | 2.4514
TSO | - | 24 | 25 | 2020 | Summer | P, [%] | Expected | - | 20.32% | 45.02% | 35.06% | 22.21% | 21.56% | 19.07% | 15.63% | 13.54% | 13.9% | 24.01% | 12.02% | 11.62% | 9.926% | 9.353% | 15.55% | 12.32% | 14.06% | 14.35% | 19.73% | 17.3% | 16.19% | 13.44% | 15.48% | 12.26%
TSO | - | 25 | 24 | 2020 | Summer | P, [MW] | Expected | - | -4.0631 | -9.0032 | -7.0116 | -4.441 | -4.3128 | -3.8143 | -3.1266 | -2.7081 | -2.7808 | -4.8017 | -2.4042 | -2.3249 | -1.9852 | -1.8706 | -3.1093 | -2.4648 | -2.8121 | -2.8695 | -3.9456 | -3.4592 | -3.2375 | -2.6885 | -3.0951 | -2.4514
TSO | - | 25 | 24 | 2020 | Summer | P, [%] | Expected | - | 20.32% | 45.02% | 35.06% | 22.21% | 21.56% | 19.07% | 15.63% | 13.54% | 13.9% | 24.01% | 12.02% | 11.62% | 9.926% | 9.353% | 15.55% | 12.32% | 14.06% | 14.35% | 19.73% | 17.3% | 16.19% | 13.44% | 15.48% | 12.26%
TSO | - | 24 | 25 | 2020 | Summer | Q, [MVAr] | Expected | - | 1.9759 | 4.4726 | 2.9069 | 1.5465 | 1.5783 | 1.411 | 1.808 | 2.5153 | 2.5058 | 4.2521 | 2.7066 | 3.1456 | 2.9282 | 3.2021 | 4.156 | 2.8596 | 2.9711 | 2.8836 | 2.6031 | 2.8116 | 2.7188 | 2.844 | 2.3426 | 2.2031
TSO | - | 24 | 25 | 2020 | Summer | Q, [%] | Expected | - | 9.879% | 22.36% | 14.53% | 7.733% | 7.892% | 7.055% | 9.04% | 12.58% | 12.53% | 21.26% | 13.53% | 15.73% | 14.64% | 16.01% | 20.78% | 14.3% | 14.86% | 14.42% | 13.02% | 14.06% | 13.59% | 14.22% | 11.71% | 11.02%
TSO | - | 25 | 24 | 2020 | Summer | Q, [MVAr] | Expected | - | -1.8505 | -3.8445 | -2.5566 | -1.4145 | -1.4525 | -1.3137 | -1.7279 | -2.4294 | -2.4176 | -3.9929 | -2.6243 | -3.0499 | -2.8502 | -3.1163 | -3.9877 | -2.7701 | -2.8664 | -2.7801 | -2.4631 | -2.6878 | -2.607 | -2.7484 | -2.2488 | -2.1363
TSO | - | 25 | 24 | 2020 | Summer | Q, [%] | Expected | - | 0.092523 | 0.19222 | 0.12783 | 0.070725 | 0.072624 | 0.065686 | 0.086393 | 0.12147 | 0.12088 | 0.19964 | 0.13121 | 0.15249 | 0.14251 | 0.15582 | 0.19938 | 0.1385 | 0.14332 | 0.139 | 0.12315 | 0.13439 | 0.13035 | 0.13742 | 0.11244 | 0.10681
TSO | - | 24 | 25 | 2020 | Summer | S, [MVA] | Expected | - | 4.518 | 10.0529 | 7.5903 | 4.7026 | 4.5925 | 4.0669 | 3.6117 | 3.696 | 3.7433 | 6.4137 | 3.6202 | 3.9115 | 3.5377 | 3.7085 | 5.1903 | 3.7753 | 4.0908 | 4.0681 | 4.7269 | 4.4578 | 4.2277 | 3.9136 | 3.8817 | 3.2959
TSO | - | 24 | 25 | 2020 | Summer | S, [%] | Expected | - | 22.59% | 50.26% | 37.95% | 23.51% | 22.96% | 20.33% | 18.06% | 18.48% | 18.72% | 32.07% | 18.1% | 19.56% | 17.69% | 18.54% | 25.95% | 18.88% | 20.45% | 20.34% | 23.63% | 22.29% | 21.14% | 19.57% | 19.41% | 16.48%
TSO | - | 25 | 24 | 2020 | Summer | S, [MVA] | Expected | - | 4.4646 | 9.7897 | 7.4632 | 4.6608 | 4.5508 | 4.0342 | 3.5723 | 3.6381 | 3.6848 | 6.2449 | 3.5591 | 3.835 | 3.4734 | 3.6346 | 5.0566 | 3.7079 | 4.0155 | 3.9953 | 4.6513 | 4.3807 | 4.1567 | 3.8447 | 3.8259 | 3.2516
TSO | - | 25 | 24 | 2020 | Summer | S, [%] | Expected | - | 22.32% | 48.95% | 37.32% | 23.3% | 22.75% | 20.17% | 17.86% | 18.19% | 18.42% | 31.22% | 17.8% | 19.17% | 17.37% | 18.17% | 25.28% | 18.54% | 20.08% | 19.98% | 23.26% | 21.9% | 20.78% | 19.22% | 19.13% | 16.26%
TSO | - | 24 | 26 | 2020 | Summer | P, [MW] | Expected | - | -2.7624 | -5.9808 | -3.7565 | -1.8341 | -2.5968 | -1.5926 | -1.3684 | -4.6859 | -3.0753 | -3.8255 | -3.8639 | -2.5586 | -3.0255 | -4.1085 | -3.6808 | -3.4668 | -4.1284 | -4.067 | -3.763 | -5.1159 | -5.3224 | -4.0247 | -4.8061 | -3.241
TSO | - | 24 | 26 | 2020 | Summer | P, [%] | Expected | - | 27.62% | 59.81% | 37.57% | 18.34% | 25.97% | 15.93% | 13.68% | 46.86% | 30.75% | 38.26% | 38.64% | 25.59% | 30.26% | 41.08% | 36.81% | 34.67% | 41.28% | 40.67% | 37.63% | 51.16% | 53.22% | 40.25% | 48.06% | 32.41%
TSO | - | 26 | 24 | 2020 | Summer | P, [MW] | Expected | - | 2.7624 | 5.9808 | 3.7565 | 1.8341 | 2.5968 | 1.5926 | 1.3684 | 4.6859 | 3.0753 | 3.8255 | 3.8639 | 2.5586 | 3.0255 | 4.1085 | 3.6808 | 3.4668 | 4.1284 | 4.067 | 3.763 | 5.1159 | 5.3224 | 4.0247 | 4.8061 | 3.241
TSO | - | 26 | 24 | 2020 | Summer | P, [%] | Expected | - | 27.62% | 59.81% | 37.57% | 18.34% | 25.97% | 15.93% | 13.68% | 46.86% | 30.75% | 38.26% | 38.64% | 25.59% | 30.26% | 41.08% | 36.81% | 34.67% | 41.28% | 40.67% | 37.63% | 51.16% | 53.22% | 40.25% | 48.06% | 32.41%
TSO | - | 24 | 26 | 2020 | Summer | Q, [MVAr] | Expected | - | 2.1362 | 1.2486 | 1.6676 | 2.6758 | 2.7904 | 3.0237 | 2.8879 | 0.97467 | 2.0958 | 1.6399 | 1.6504 | 2.1683 | 2.4679 | 2.4717 | 1.7149 | 2.9208 | 2.6232 | 2.8164 | -0.23091 | 0.34151 | 0.84999 | 0.40786 | 1.5535 | 2.7243
TSO | - | 24 | 26 | 2020 | Summer | Q, [%] | Expected | - | 21.36% | 12.49% | 16.68% | 26.76% | 27.9% | 30.24% | 28.88% | 9.747% | 20.96% | 16.4% | 16.5% | 21.68% | 24.68% | 24.72% | 17.15% | 29.21% | 26.23% | 28.16% | 2.309% | 3.415% | 8.5% | 4.079% | 15.54% | 27.24%
TSO | - | 26 | 24 | 2020 | Summer | Q, [MVAr] | Expected | - | -2.1304 | -1.2304 | -1.6595 | -2.6708 | -2.7836 | -3.0183 | -2.883 | -0.96337 | -2.089 | -1.6314 | -1.6417 | -2.1628 | -2.4605 | -2.4604 | -1.7068 | -2.9107 | -2.6115 | -2.8044 | 0.2379 | -0.32865 | -0.83574 | -0.39984 | -1.5411 | -2.7156
TSO | - | 26 | 24 | 2020 | Summer | Q, [%] | Expected | - | 0.21304 | 0.12304 | 0.16595 | 0.26708 | 0.27836 | 0.30183 | 0.2883 | 0.096337 | 0.2089 | 0.16314 | 0.16417 | 0.21628 | 0.24605 | 0.24604 | 0.17068 | 0.29107 | 0.26115 | 0.28044 | 0.02379 | 0.032865 | 0.083574 | 0.039984 | 0.15411 | 0.27156
TSO | - | 24 | 26 | 2020 | Summer | S, [MVA] | Expected | - | 3.492 | 6.1097 | 4.11 | 3.244 | 3.8118 | 3.4175 | 3.1957 | 4.7862 | 3.7216 | 4.1622 | 4.2016 | 3.3538 | 3.9044 | 4.7946 | 4.0607 | 4.5332 | 4.8913 | 4.947 | 3.7701 | 5.1272 | 5.3898 | 4.0453 | 5.051 | 4.2339
TSO | - | 24 | 26 | 2020 | Summer | S, [%] | Expected | - | 34.92% | 61.1% | 41.1% | 32.44% | 38.12% | 34.17% | 31.96% | 47.86% | 37.22% | 41.62% | 42.02% | 33.54% | 39.04% | 47.95% | 40.61% | 45.33% | 48.91% | 49.47% | 37.7% | 51.27% | 53.9% | 40.45% | 50.51% | 42.34%
TSO | - | 26 | 24 | 2020 | Summer | S, [MVA] | Expected | - | 3.4884 | 6.106 | 4.1068 | 3.24 | 3.8069 | 3.4127 | 3.1913 | 4.7839 | 3.7177 | 4.1588 | 4.1982 | 3.3503 | 3.8997 | 4.7888 | 4.0573 | 4.5267 | 4.885 | 4.9402 | 3.7705 | 5.1264 | 5.3876 | 4.0445 | 5.0472 | 4.2283
TSO | - | 26 | 24 | 2020 | Summer | S, [%] | Expected | - | 34.88% | 61.06% | 41.07% | 32.4% | 38.07% | 34.13% | 31.91% | 47.84% | 37.18% | 41.59% | 41.98% | 33.5% | 39% | 47.89% | 40.57% | 45.27% | 48.85% | 49.4% | 37.71% | 51.26% | 53.88% | 40.45% | 50.47% | 42.28%
TSO | - | 26 | 27 | 2020 | Summer | P, [MW] | Expected | - | -2.7624 | -5.9808 | -3.7565 | -1.8341 | -2.5968 | -1.5926 | -1.3684 | -4.6859 | -3.0753 | -3.8255 | -3.8639 | -2.5586 | -3.0255 | -4.1085 | -3.6808 | -3.4668 | -4.1284 | -4.067 | -3.763 | -5.1159 | -5.3224 | -4.0247 | -4.8061 | -3.241
TSO | - | 26 | 27 | 2020 | Summer | P, [%] | Expected | - | 27.62% | 59.81% | 37.57% | 18.34% | 25.97% | 15.93% | 13.68% | 46.86% | 30.75% | 38.26% | 38.64% | 25.59% | 30.26% | 41.08% | 36.81% | 34.67% | 41.28% | 40.67% | 37.63% | 51.16% | 53.22% | 40.25% | 48.06% | 32.41%
TSO | - | 27 | 26 | 2020 | Summer | P, [MW] | Expected | - | 2.7829 | 6.0443 | 3.7846 | 1.8513 | 2.6206 | 1.6114 | 1.3856 | 4.7253 | 3.0992 | 3.8554 | 3.8943 | 2.5779 | 3.0515 | 4.1477 | 3.709 | 3.5021 | 4.1693 | 4.109 | 3.7874 | 5.1607 | 5.3721 | 4.0527 | 4.8496 | 3.2712
TSO | - | 27 | 26 | 2020 | Summer | P, [%] | Expected | - | 27.83% | 60.44% | 37.85% | 18.51% | 26.21% | 16.11% | 13.86% | 47.25% | 30.99% | 38.55% | 38.94% | 25.78% | 30.52% | 41.48% | 37.09% | 35.02% | 41.69% | 41.09% | 37.87% | 51.61% | 53.72% | 40.53% | 48.5% | 32.71%
TSO | - | 26 | 27 | 2020 | Summer | Q, [MVAr] | Expected | - | 2.1304 | 1.2304 | 1.6595 | 2.6708 | 2.7836 | 3.0183 | 2.883 | 0.96337 | 2.089 | 1.6314 | 1.6417 | 2.1628 | 2.4605 | 2.4604 | 1.7068 | 2.9107 | 2.6115 | 2.8044 | -0.2379 | 0.32865 | 0.83574 | 0.39984 | 1.5411 | 2.7156
TSO | - | 26 | 27 | 2020 | Summer | Q, [%] | Expected | - | 21.3% | 12.3% | 16.6% | 26.71% | 27.84% | 30.18% | 28.83% | 9.634% | 20.89% | 16.31% | 16.42% | 21.63% | 24.6% | 24.6% | 17.07% | 29.11% | 26.11% | 28.04% | 2.379% | 3.287% | 8.357% | 3.998% | 15.41% | 27.16%
TSO | - | 27 | 26 | 2020 | Summer | Q, [MVAr] | Expected | - | -2.0988 | -1.1327 | -1.6162 | -2.6444 | -2.7471 | -2.9894 | -2.8566 | -0.90269 | -2.0522 | -1.5854 | -1.595 | -2.1332 | -2.4204 | -2.4 | -1.6634 | -2.8563 | -2.5485 | -2.7399 | 0.27543 | -0.25963 | -0.75918 | -0.3568 | -1.4742 | -2.6692
TSO | - | 27 | 26 | 2020 | Summer | Q, [%] | Expected | - | 0.20988 | 0.11327 | 0.16162 | 0.26444 | 0.27471 | 0.29894 | 0.28566 | 0.090269 | 0.20522 | 0.15854 | 0.1595 | 0.21332 | 0.24204 | 0.24 | 0.16634 | 0.28563 | 0.25485 | 0.27399 | 0.027543 | 0.025963 | 0.075918 | 0.03568 | 0.14742 | 0.26692
TSO | - | 26 | 27 | 2020 | Summer | S, [MVA] | Expected | - | 3.4884 | 6.106 | 4.1068 | 3.24 | 3.8069 | 3.4127 | 3.1913 | 4.7839 | 3.7177 | 4.1588 | 4.1982 | 3.3503 | 3.8997 | 4.7888 | 4.0573 | 4.5267 | 4.885 | 4.9402 | 3.7705 | 5.1264 | 5.3876 | 4.0445 | 5.0472 | 4.2283
TSO | - | 26 | 27 | 2020 | Summer | S, [%] | Expected | - | 34.88% | 61.06% | 41.07% | 32.4% | 38.07% | 34.13% | 31.91% | 47.84% | 37.18% | 41.59% | 41.98% | 33.5% | 39% | 47.89% | 40.57% | 45.27% | 48.85% | 49.4% | 37.71% | 51.26% | 53.88% | 40.45% | 50.47% | 42.28%
TSO | - | 27 | 26 | 2020 | Summer | S, [MVA] | Expected | - | 3.4856 | 6.1495 | 4.1153 | 3.228 | 3.7966 | 3.396 | 3.1749 | 4.8107 | 3.7171 | 4.1686 | 4.2083 | 3.346 | 3.8949 | 4.792 | 4.0649 | 4.5192 | 4.8865 | 4.9387 | 3.7974 | 5.1672 | 5.4255 | 4.0684 | 5.0687 | 4.222
TSO | - | 27 | 26 | 2020 | Summer | S, [%] | Expected | - | 34.86% | 61.5% | 41.15% | 32.28% | 37.97% | 33.96% | 31.75% | 48.11% | 37.17% | 41.69% | 42.08% | 33.46% | 38.95% | 47.92% | 40.65% | 45.19% | 48.87% | 49.39% | 37.97% | 51.67% | 54.25% | 40.68% | 50.69% | 42.22%
TSO | - | 27 | 28 | 2020 | Summer | P, [MW] | Expected | - | -9.1277 | -12.3361 | -9.5478 | -7.9683 | -8.1266 | -7.7201 | -9.0519 | -13.791 | -11.9881 | -13.0821 | -12.5277 | -11.689 | -12.0092 | -13.3138 | -12.6629 | -11.5671 | -12.3878 | -12.2386 | -11.9492 | -13.648 | -13.6428 | -12.3358 | -12.3515 | -10.5502
TSO | - | 27 | 28 | 2020 | Summer | P, [%] | Expected | - | 18.26% | 24.67% | 19.1% | 15.94% | 16.25% | 15.44% | 18.1% | 27.58% | 23.98% | 26.16% | 25.06% | 23.38% | 24.02% | 26.63% | 25.33% | 23.13% | 24.78% | 24.48% | 23.9% | 27.3% | 27.29% | 24.67% | 24.7% | 21.1%
TSO | - | 28 | 27 | 2020 | Summer | P, [MW] | Expected | - | 9.1842 | 12.4332 | 9.6072 | 8.0135 | 8.1738 | 7.7636 | 9.1096 | 13.9126 | 12.083 | 13.1934 | 12.6295 | 11.7788 | 12.1045 | 13.4299 | 12.7677 | 11.6587 | 12.4902 | 12.3397 | 12.0397 | 13.7652 | 13.761 | 12.4322 | 12.45 | 10.6265
TSO | - | 28 | 27 | 2020 | Summer | P, [%] | Expected | - | 18.37% | 24.87% | 19.21% | 16.03% | 16.35% | 15.53% | 18.22% | 27.83% | 24.17% | 26.39% | 25.26% | 23.56% | 24.21% | 26.86% | 25.54% | 23.32% | 24.98% | 24.68% | 24.08% | 27.53% | 27.52% | 24.86% | 24.9% | 21.25%
TSO | - | 27 | 28 | 2020 | Summer | Q, [MVAr] | Expected | - | 2.4488 | 1.4702 | 2.0787 | 3.1069 | 3.2471 | 3.4019 | 2.9066 | 0.59019 | 1.7272 | 1.2979 | 1.3325 | 1.6957 | 2.0329 | 2 | 1.9259 | 2.7438 | 2.4485 | 2.7024 | -0.21293 | 0.25963 | 0.80918 | 0.4568 | 1.7117 | 2.9942
TSO | - | 27 | 28 | 2020 | Summer | Q, [%] | Expected | - | 4.898% | 2.94% | 4.157% | 6.214% | 6.494% | 6.804% | 5.813% | 1.18% | 3.454% | 2.596% | 2.665% | 3.391% | 4.066% | 4% | 3.852% | 5.488% | 4.897% | 5.405% | 0.4259% | 0.5193% | 1.618% | 0.9136% | 3.423% | 5.988%
TSO | - | 28 | 27 | 2020 | Summer | Q, [MVAr] | Expected | - | -2.3616 | -1.3203 | -1.9871 | -3.0371 | -3.1742 | -3.3348 | -2.8176 | -0.40255 | -1.5807 | -1.1261 | -1.1753 | -1.557 | -1.8857 | -1.8208 | -1.764 | -2.6024 | -2.2904 | -2.5463 | 0.35255 | -0.078707 | -0.62674 | -0.30796 | -1.5596 | -2.8764
TSO | - | 28 | 27 | 2020 | Summer | Q, [%] | Expected | - | 0.047232 | 0.026406 | 0.039742 | 0.060741 | 0.063484 | 0.066696 | 0.056351 | 0.0080509 | 0.031613 | 0.022521 | 0.023505 | 0.031139 | 0.037714 | 0.036415 | 0.03528 | 0.052048 | 0.045808 | 0.050927 | 0.0070511 | 0.0015741 | 0.012535 | 0.0061593 | 0.031193 | 0.057529
TSO | - | 27 | 28 | 2020 | Summer | S, [MVA] | Expected | - | 9.4505 | 12.4234 | 9.7715 | 8.5526 | 8.7513 | 8.4364 | 9.5071 | 13.8036 | 12.1118 | 13.1463 | 12.5983 | 11.8113 | 12.18 | 13.4632 | 12.8085 | 11.8881 | 12.6275 | 12.5334 | 11.9511 | 13.6505 | 13.6668 | 12.3443 | 12.4695 | 10.9668
TSO | - | 27 | 28 | 2020 | Summer | S, [%] | Expected | - | 18.9% | 24.85% | 19.54% | 17.11% | 17.5% | 16.87% | 19.01% | 27.61% | 24.22% | 26.29% | 25.2% | 23.62% | 24.36% | 26.93% | 25.62% | 23.78% | 25.25% | 25.07% | 23.9% | 27.3% | 27.33% | 24.69% | 24.94% | 21.93%
TSO | - | 28 | 27 | 2020 | Summer | S, [MVA] | Expected | - | 9.483 | 12.5031 | 9.8105 | 8.5697 | 8.7685 | 8.4495 | 9.5354 | 13.9184 | 12.186 | 13.2414 | 12.6841 | 11.8813 | 12.2505 | 13.5527 | 12.889 | 11.9456 | 12.6985 | 12.5997 | 12.0448 | 13.7655 | 13.7752 | 12.436 | 12.5473 | 11.0089
TSO | - | 28 | 27 | 2020 | Summer | S, [%] | Expected | - | 18.97% | 25.01% | 19.62% | 17.14% | 17.54% | 16.9% | 19.07% | 27.84% | 24.37% | 26.48% | 25.37% | 23.76% | 24.5% | 27.11% | 25.78% | 23.89% | 25.4% | 25.2% | 24.09% | 27.53% | 27.55% | 24.87% | 25.09% | 22.02%
TSO | - | 28 | 29 | 2020 | Summer | P, [MW] | Expected | - | -12.3516 | -15.2265 | -12.2003 | -10.5552 | -10.7678 | -10.1693 | -11.9981 | -17.3993 | -15.9614 | -17.2415 | -16.9877 | -16.3056 | -16.5661 | -18.0258 | -17.0359 | -15.99 | -16.6767 | -16.6251 | -16.0826 | -17.7901 | -17.7776 | -16.7149 | -16.7229 | -14.3244
TSO | - | 28 | 29 | 2020 | Summer | P, [%] | Expected | - | 24.7% | 30.45% | 24.4% | 21.11% | 21.54% | 20.34% | 24% | 34.8% | 31.92% | 34.48% | 33.98% | 32.61% | 33.13% | 36.05% | 34.07% | 31.98% | 33.35% | 33.25% | 32.17% | 35.58% | 35.56% | 33.43% | 33.45% | 28.65%
TSO | - | 29 | 28 | 2020 | Summer | P, [MW] | Expected | - | 12.4191 | 15.3249 | 12.2648 | 10.6066 | 10.8212 | 10.2194 | 12.0644 | 17.5278 | 16.072 | 17.3693 | 17.1113 | 16.4202 | 16.6841 | 18.1647 | 17.1599 | 16.1019 | 16.7969 | 16.7449 | 16.1922 | 17.9227 | 17.9108 | 16.8328 | 16.8416 | 14.4146
TSO | - | 29 | 28 | 2020 | Summer | P, [%] | Expected | - | 24.84% | 30.65% | 24.53% | 21.21% | 21.64% | 20.44% | 24.13% | 35.06% | 32.14% | 34.74% | 34.22% | 32.84% | 33.37% | 36.33% | 34.32% | 32.2% | 33.59% | 33.49% | 32.38% | 35.85% | 35.82% | 33.67% | 33.68% | 28.83%
TSO | - | 28 | 29 | 2020 | Summer | Q, [MVAr] | Expected | - | 2.5116 | 1.5703 | 2.4121 | 3.4621 | 3.5742 | 4.2848 | 3.2676 | -0.097453 | 1.0307 | -0.57393 | -0.39974 | -0.59303 | -0.41432 | -0.22924 | 0.33902 | 1.4024 | 1.2654 | 1.3213 | -1.1026 | -0.74629 | 0.076739 | -0.59204 | 0.88463 | 2.5764
TSO | - | 28 | 29 | 2020 | Summer | Q, [%] | Expected | - | 5.023% | 3.141% | 4.824% | 6.924% | 7.148% | 8.57% | 6.535% | 0.1949% | 2.061% | 1.148% | 0.7995% | 1.186% | 0.8286% | 0.4585% | 0.678% | 2.805% | 2.531% | 2.643% | 2.205% | 1.493% | 0.1535% | 1.184% | 1.769% | 5.153%
TSO | - | 29 | 28 | 2020 | Summer | Q, [MVAr] | Expected | - | -2.4169 | -1.4321 | -2.3215 | -3.3899 | -3.4991 | -4.2144 | -3.1744 | 0.27789 | -0.8753 | 0.75336 | 0.57334 | 0.75398 | 0.58004 | 0.42434 | -0.16495 | -1.2454 | -1.0967 | -1.1531 | 1.2564 | 0.93255 | 0.11023 | 0.75768 | -0.71798 | -2.4498
TSO | - | 29 | 28 | 2020 | Summer | Q, [%] | Expected | - | 0.048337 | 0.028642 | 0.04643 | 0.067798 | 0.069982 | 0.084288 | 0.063489 | 0.0055577 | 0.017506 | 0.015067 | 0.011467 | 0.01508 | 0.011601 | 0.0084868 | 0.0032991 | 0.024907 | 0.021934 | 0.023062 | 0.025129 | 0.018651 | 0.0022047 | 0.015154 | 0.01436 | 0.048997
TSO | - | 28 | 29 | 2020 | Summer | S, [MVA] | Expected | - | 12.6044 | 15.3072 | 12.4364 | 11.1085 | 11.3455 | 11.0351 | 12.4351 | 17.3995 | 15.9946 | 17.2511 | 16.9924 | 16.3164 | 16.5713 | 18.0272 | 17.0393 | 16.0514 | 16.7247 | 16.6775 | 16.1204 | 17.8057 | 17.7778 | 16.7254 | 16.7463 | 14.5543
TSO | - | 28 | 29 | 2020 | Summer | S, [%] | Expected | - | 25.21% | 30.61% | 24.87% | 22.22% | 22.69% | 22.07% | 24.87% | 34.8% | 31.99% | 34.5% | 33.98% | 32.63% | 33.14% | 36.05% | 34.08% | 32.1% | 33.45% | 33.35% | 32.24% | 35.61% | 35.56% | 33.45% | 33.49% | 29.11%
TSO | - | 29 | 28 | 2020 | Summer | S, [MVA] | Expected | - | 12.6521 | 15.3917 | 12.4826 | 11.1352 | 11.3729 | 11.0543 | 12.475 | 17.53 | 16.0958 | 17.3856 | 17.1209 | 16.4375 | 16.6942 | 18.1697 | 17.1607 | 16.1499 | 16.8326 | 16.7845 | 16.2409 | 17.9469 | 17.9111 | 16.8499 | 16.8569 | 14.6213
TSO | - | 29 | 28 | 2020 | Summer | S, [%] | Expected | - | 25.3% | 30.78% | 24.97% | 22.27% | 22.75% | 22.11% | 24.95% | 35.06% | 32.19% | 34.77% | 34.24% | 32.88% | 33.39% | 36.34% | 34.32% | 32.3% | 33.67% | 33.57% | 32.48% | 35.89% | 35.82% | 33.7% | 33.71% | 29.24%
TSO | - | 7 | 29 | 2020 | Summer | P, [MW] | Expected | - | 23.6546 | 21.1017 | 20.7013 | 17.0957 | 16.002 | 15.757 | 22.834 | 39.2902 | 42.2761 | 45.0533 | 45.6729 | 47.5702 | 46.9169 | 50.3615 | 47.4252 | 42.9334 | 43.5499 | 43.1107 | 41.3585 | 43.0725 | 44.2819 | 48.4135 | 50.2864 | 38.1199
TSO | - | 7 | 29 | 2020 | Summer | P, [%] | Expected | - | 23.65% | 21.1% | 20.7% | 17.1% | 16% | 15.76% | 22.83% | 39.29% | 42.28% | 45.05% | 45.67% | 47.57% | 46.92% | 50.36% | 47.43% | 42.93% | 43.55% | 43.11% | 41.36% | 43.07% | 44.28% | 48.41% | 50.29% | 38.12%
TSO | - | 29 | 7 | 2020 | Summer | P, [MW] | Expected | - | -23.6546 | -21.1017 | -20.7013 | -17.0957 | -16.002 | -15.757 | -22.834 | -39.2902 | -42.2761 | -45.0533 | -45.6729 | -47.5702 | -46.9169 | -50.3615 | -47.4252 | -42.9334 | -43.5499 | -43.1107 | -41.3585 | -43.0725 | -44.2819 | -48.4135 | -50.2864 | -38.1199
TSO | - | 29 | 7 | 2020 | Summer | P, [%] | Expected | - | 23.65% | 21.1% | 20.7% | 17.1% | 16% | 15.76% | 22.83% | 39.29% | 42.28% | 45.05% | 45.67% | 47.57% | 46.92% | 50.36% | 47.43% | 42.93% | 43.55% | 43.11% | 41.36% | 43.07% | 44.28% | 48.41% | 50.29% | 38.12%
TSO | - | 7 | 29 | 2020 | Summer | Q, [MVAr] | Expected | - | 2.2172 | 2.0762 | 0.76898 | -1.2152 | -1.6605 | -5.0197 | 0.041749 | 9.8025 | 7.623 | 10.1019 | 10.7329 | 12.7004 | 12.1038 | 11.7186 | 10.2791 | 6.692 | 6.0101 | 6.6125 | 10.2982 | 10.1826 | 8.7115 | 11.4995 | 10.5214 | 5.8789
TSO | - | 7 | 29 | 2020 | Summer | Q, [%] | Expected | - | 2.217% | 2.076% | 0.769% | 1.215% | 1.661% | 5.02% | 0.04175% | 9.802% | 7.623% | 10.1% | 10.73% | 12.7% | 12.1% | 11.72% | 10.28% | 6.692% | 6.01% | 6.613% | 10.3% | 10.18% | 8.712% | 11.5% | 10.52% | 5.879%
TSO | - | 29 | 7 | 2020 | Summer | Q, [MVAr] | Expected | - | -1.8493 | -1.7874 | -0.49374 | 1.4042 | 1.8268 | 5.1947 | 0.30279 | -8.7522 | -6.4125 | -8.7219 | -9.3124 | -11.1308 | -10.5853 | -9.9988 | -8.7614 | -5.4469 | -4.7487 | -5.3682 | -9.1428 | -8.9471 | -7.4145 | -9.9264 | -8.8337 | -4.9131
TSO | - | 29 | 7 | 2020 | Summer | Q, [%] | Expected | - | 0.018493 | 0.017874 | 0.0049374 | 0.014042 | 0.018268 | 0.051947 | 0.0030279 | 0.087522 | 0.064125 | 0.087219 | 0.093124 | 0.11131 | 0.10585 | 0.099988 | 0.087614 | 0.054469 | 0.047487 | 0.053682 | 0.091428 | 0.089471 | 0.074145 | 0.099264 | 0.088337 | 0.049131
TSO | - | 7 | 29 | 2020 | Summer | S, [MVA] | Expected | - | 23.7583 | 21.2036 | 20.7156 | 17.1388 | 16.0879 | 16.5372 | 22.834 | 40.4945 | 42.9579 | 46.1719 | 46.9171 | 49.2364 | 48.453 | 51.7069 | 48.5264 | 43.4518 | 43.9627 | 43.6148 | 42.6214 | 44.2597 | 45.1307 | 49.7605 | 51.3753 | 38.5705
TSO | - | 7 | 29 | 2020 | Summer | S, [%] | Expected | - | 23.76% | 21.2% | 20.72% | 17.14% | 16.09% | 16.54% | 22.83% | 40.49% | 42.96% | 46.17% | 46.92% | 49.24% | 48.45% | 51.71% | 48.53% | 43.45% | 43.96% | 43.61% | 42.62% | 44.26% | 45.13% | 49.76% | 51.38% | 38.57%
TSO | - | 29 | 7 | 2020 | Summer | S, [MVA] | Expected | - | 23.7268 | 21.1772 | 20.7072 | 17.1532 | 16.1059 | 16.5912 | 22.836 | 40.2532 | 42.7597 | 45.8897 | 46.6126 | 48.8551 | 48.0962 | 51.3445 | 48.2277 | 43.2776 | 43.8081 | 43.4436 | 42.357 | 43.9919 | 44.8983 | 49.4207 | 51.0564 | 38.4352
TSO | - | 29 | 7 | 2020 | Summer | S, [%] | Expected | - | 23.73% | 21.18% | 20.71% | 17.15% | 16.11% | 16.59% | 22.84% | 40.25% | 42.76% | 45.89% | 46.61% | 48.86% | 48.1% | 51.34% | 48.23% | 43.28% | 43.81% | 43.44% | 42.36% | 43.99% | 44.9% | 49.42% | 51.06% | 38.44%
TSO | - | 25 | 30 | 2020 | Summer | P, [MW] | Expected | - | 3.4715 | 2.6848 | 3.8454 | 3.9481 | 3.82 | 3.2229 | 2.7322 | 2.5113 | 2.3869 | 1.0975 | 2.1089 | 1.5376 | 1.5914 | 1.3785 | 1.3419 | 1.9727 | 2.4183 | 2.4756 | 2.7623 | 3.2624 | 2.8437 | 2.4916 | 2.7011 | 2.2544
TSO | - | 25 | 30 | 2020 | Summer | P, [%] | Expected | - | 34.71% | 26.85% | 38.45% | 39.48% | 38.2% | 32.23% | 27.32% | 25.11% | 23.87% | 10.97% | 21.09% | 15.38% | 15.91% | 13.78% | 13.42% | 19.73% | 24.18% | 24.76% | 27.62% | 32.62% | 28.44% | 24.92% | 27.01% | 22.54%
TSO | - | 30 | 25 | 2020 | Summer | P, [MW] | Expected | - | -3.4517 | -2.6736 | -3.8237 | -3.9255 | -3.7981 | -3.208 | -2.7193 | -2.4979 | -2.3745 | -1.0919 | -2.0959 | -1.5285 | -1.5793 | -1.3674 | -1.3332 | -1.9605 | -2.4017 | -2.4588 | -2.7424 | -3.2387 | -2.8243 | -2.4758 | -2.6834 | -2.2408
TSO | - | 30 | 25 | 2020 | Summer | P, [%] | Expected | - | 34.52% | 26.74% | 38.24% | 39.26% | 37.98% | 32.08% | 27.19% | 24.98% | 23.74% | 10.92% | 20.96% | 15.29% | 15.79% | 13.67% | 13.33% | 19.6% | 24.02% | 24.59% | 27.42% | 32.39% | 28.24% | 24.76% | 26.83% | 22.41%
TSO | - | 25 | 30 | 2020 | Summer | Q, [MVAr] | Expected | - | 1.4141 | 0.64449 | 0.81119 | 0.97814 | 1.2343 | 0.87736 | 1.2915 | 1.7022 | 1.6903 | 1.5929 | 2.1152 | 1.959 | 2.4138 | 2.389 | 2.024 | 2.1155 | 2.3574 | 2.3437 | 2.4631 | 2.3969 | 2.3161 | 2.1666 | 2.2488 | 2.1363
TSO | - | 25 | 30 | 2020 | Summer | Q, [%] | Expected | - | 14.14% | 6.445% | 8.112% | 9.781% | 12.34% | 8.774% | 12.92% | 17.02% | 16.9% | 15.93% | 21.15% | 19.59% | 24.14% | 23.89% | 20.24% | 21.16% | 23.57% | 23.44% | 24.63% | 23.97% | 23.16% | 21.67% | 22.49% | 21.36%
TSO | - | 30 | 25 | 2020 | Summer | Q, [MVAr] | Expected | - | -1.3845 | -0.62774 | -0.77864 | -0.94444 | -1.2015 | -0.85502 | -1.2723 | -1.6822 | -1.6717 | -1.5845 | -2.0958 | -1.9455 | -2.3957 | -2.3725 | -2.011 | -2.0973 | -2.3326 | -2.3185 | -2.4334 | -2.3615 | -2.287 | -2.1429 | -2.2223 | -2.1159
TSO | - | 30 | 25 | 2020 | Summer | Q, [%] | Expected | - | 0.13845 | 0.062774 | 0.077864 | 0.094444 | 0.12015 | 0.085502 | 0.12723 | 0.16822 | 0.16717 | 0.15845 | 0.20958 | 0.19455 | 0.23957 | 0.23725 | 0.2011 | 0.20973 | 0.23326 | 0.23185 | 0.24334 | 0.23615 | 0.2287 | 0.21429 | 0.22223 | 0.21159
TSO | - | 25 | 30 | 2020 | Summer | S, [MVA] | Expected | - | 3.7484 | 2.7611 | 3.9301 | 4.0674 | 4.0144 | 3.3402 | 3.022 | 3.0338 | 2.9248 | 1.9343 | 2.9869 | 2.4903 | 2.8912 | 2.7582 | 2.4285 | 2.8925 | 3.3772 | 3.4091 | 3.7009 | 4.0482 | 3.6676 | 3.3018 | 3.5147 | 3.1058
TSO | - | 25 | 30 | 2020 | Summer | S, [%] | Expected | - | 37.48% | 27.61% | 39.3% | 40.67% | 40.14% | 33.4% | 30.22% | 30.34% | 29.25% | 19.34% | 29.87% | 24.9% | 28.91% | 27.58% | 24.28% | 28.93% | 33.77% | 34.09% | 37.01% | 40.48% | 36.68% | 33.02% | 35.15% | 31.06%
TSO | - | 30 | 25 | 2020 | Summer | S, [MVA] | Expected | - | 3.719 | 2.7464 | 3.9022 | 4.0376 | 3.9836 | 3.3199 | 3.0022 | 3.0115 | 2.9039 | 1.9243 | 2.964 | 2.4741 | 2.8694 | 2.7383 | 2.4128 | 2.8709 | 3.348 | 3.3795 | 3.6664 | 4.0082 | 3.6341 | 3.2744 | 3.4841 | 3.0819
TSO | - | 30 | 25 | 2020 | Summer | S, [%] | Expected | - | 37.19% | 27.46% | 39.02% | 40.38% | 39.84% | 33.2% | 30.02% | 30.11% | 29.04% | 19.24% | 29.64% | 24.74% | 28.69% | 27.38% | 24.13% | 28.71% | 33.48% | 33.79% | 36.66% | 40.08% | 36.34% | 32.74% | 34.84% | 30.82%
TSO | - | 30 | 31 | 2020 | Summer | P, [MW] | Expected | - | 3.4517 | 2.6736 | 3.8237 | 3.9255 | 3.7981 | 3.208 | 2.7193 | 2.4979 | 2.3745 | 1.0919 | 2.0959 | 1.5285 | 1.5793 | 1.3674 | 1.3332 | 1.9605 | 2.4017 | 2.4588 | 2.7424 | 3.2387 | 2.8243 | 2.4758 | 2.6834 | 2.2408
TSO | - | 30 | 31 | 2020 | Summer | P, [%] | Expected | - | 69.03% | 53.47% | 76.47% | 78.51% | 75.96% | 64.16% | 54.39% | 49.96% | 47.49% | 21.84% | 41.92% | 30.57% | 31.59% | 27.35% | 26.66% | 39.21% | 48.03% | 49.18% | 54.85% | 64.77% | 56.49% | 49.52% | 53.67% | 44.82%
TSO | - | 31 | 30 | 2020 | Summer | P, [MW] | Expected | - | -3.41 | -2.6435 | -3.7698 | -3.8717 | -3.7487 | -3.1714 | -2.6931 | -2.4757 | -2.3544 | -1.0876 | -2.0795 | -1.5198 | -1.5683 | -1.3588 | -1.3263 | -1.9461 | -2.3796 | -2.4357 | -2.7136 | -3.1996 | -2.7946 | -2.4533 | -2.657 | -2.2227
TSO | - | 31 | 30 | 2020 | Summer | P, [%] | Expected | - | 68.2% | 52.87% | 75.4% | 77.43% | 74.97% | 63.43% | 53.86% | 49.51% | 47.09% | 21.75% | 41.59% | 30.4% | 31.37% | 27.18% | 26.53% | 38.92% | 47.59% | 48.71% | 54.27% | 63.99% | 55.89% | 49.07% | 53.14% | 44.45%
TSO | - | 30 | 31 | 2020 | Summer | Q, [MVAr] | Expected | - | -0.36336 | -1.1305 | -1.0005 | -0.8486 | -0.59504 | -0.94498 | -0.48771 | -0.015234 | 0.0038551 | -0.032846 | 0.46621 | 0.33504 | 0.7661 | 0.74639 | 0.36406 | 0.41901 | 0.65082 | 0.64543 | 0.74816 | 0.69019 | 0.58783 | 0.46294 | 0.53536 | 0.42194
TSO | - | 30 | 31 | 2020 | Summer | Q, [%] | Expected | - | 7.267% | 22.61% | 20.01% | 16.97% | 11.9% | 18.9% | 9.754% | 0.3047% | 0.0771% | 0.6569% | 9.324% | 6.701% | 15.32% | 14.93% | 7.281% | 8.38% | 13.02% | 12.91% | 14.96% | 13.8% | 11.76% | 9.259% | 10.71% | 8.439%
TSO | - | 31 | 30 | 2020 | Summer | Q, [MVAr] | Expected | - | 0.42685 | 1.1765 | 1.0826 | 0.93064 | 0.67024 | 1.0008 | 0.52774 | 0.049109 | 0.026795 | 0.039454 | -0.44114 | -0.32173 | -0.74941 | -0.7332 | -0.35356 | -0.39711 | -0.61712 | -0.61026 | -0.70422 | -0.63068 | -0.54262 | -0.42854 | -0.49512 | -0.39443
TSO | - | 31 | 30 | 2020 | Summer | Q, [%] | Expected | - | 0.08537 | 0.23531 | 0.21653 | 0.18613 | 0.13405 | 0.20015 | 0.10555 | 0.0098218 | 0.005359 | 0.0078907 | 0.088227 | 0.064346 | 0.14988 | 0.14664 | 0.070712 | 0.079422 | 0.12342 | 0.12205 | 0.14084 | 0.12614 | 0.10852 | 0.085707 | 0.099024 | 0.078886
TSO | - | 30 | 31 | 2020 | Summer | S, [MVA] | Expected | - | 3.4708 | 2.9028 | 3.9524 | 4.0162 | 3.8444 | 3.3442 | 2.7627 | 2.4979 | 2.3745 | 1.0924 | 2.1471 | 1.5648 | 1.7553 | 1.5578 | 1.382 | 2.0047 | 2.4883 | 2.5421 | 2.8426 | 3.3114 | 2.8848 | 2.5187 | 2.7363 | 2.2802
TSO | - | 30 | 31 | 2020 | Summer | S, [%] | Expected | - | 69.42% | 58.06% | 79.05% | 80.32% | 76.89% | 66.88% | 55.25% | 49.96% | 47.49% | 21.85% | 42.94% | 31.3% | 35.11% | 31.16% | 27.64% | 40.09% | 49.77% | 50.84% | 56.85% | 66.23% | 57.7% | 50.37% | 54.73% | 45.6%
TSO | - | 31 | 30 | 2020 | Summer | S, [MVA] | Expected | - | 3.4367 | 2.8935 | 3.9222 | 3.982 | 3.8082 | 3.3255 | 2.7443 | 2.4762 | 2.3545 | 1.0883 | 2.1257 | 1.5535 | 1.7382 | 1.544 | 1.3726 | 1.9862 | 2.4583 | 2.511 | 2.8035 | 3.2612 | 2.8468 | 2.4904 | 2.7027 | 2.2575
TSO | - | 31 | 30 | 2020 | Summer | S, [%] | Expected | - | 68.73% | 57.87% | 78.44% | 79.64% | 76.16% | 66.51% | 54.89% | 49.52% | 47.09% | 21.77% | 42.51% | 31.07% | 34.76% | 30.88% | 27.45% | 39.72% | 49.17% | 50.22% | 56.07% | 65.22% | 56.94% | 49.81% | 54.05% | 45.15%
TSO | - | 31 | 32 | 2020 | Summer | P, [MW] | Expected | - | -0.1294 | -2.0208 | -2.0217 | -1.1482 | -0.89072 | -0.46034 | 0.54442 | 1.6704 | 1.9588 | 1.577 | 2.3916 | 2.5412 | 2.8254 | 2.9536 | 2.0781 | 2.0557 | 1.8075 | 1.7464 | 1.0557 | 1.5145 | 1.6281 | 1.9227 | 1.6462 | 1.0991
TSO | - | 31 | 32 | 2020 | Summer | P, [%] | Expected | - | 2.588% | 40.42% | 40.43% | 22.96% | 17.81% | 9.207% | 10.89% | 33.41% | 39.18% | 31.54% | 47.83% | 50.82% | 56.51% | 59.07% | 41.56% | 41.11% | 36.15% | 34.93% | 21.11% | 30.29% | 32.56% | 38.45% | 32.92% | 21.98%
TSO | - | 32 | 31 | 2020 | Summer | P, [MW] | Expected | - | 0.15989 | 2.0786 | 2.0727 | 1.1814 | 0.92282 | 0.49579 | -0.51126 | -1.6388 | -1.9233 | -1.5419 | -2.3443 | -2.4893 | -2.7682 | -2.8906 | -2.0339 | -2.0052 | -1.7633 | -1.6993 | -1.0282 | -1.4778 | -1.5879 | -1.8822 | -1.6055 | -1.0586
TSO | - | 32 | 31 | 2020 | Summer | P, [%] | Expected | - | 3.198% | 41.57% | 41.45% | 23.63% | 18.46% | 9.916% | 10.23% | 32.78% | 38.47% | 30.84% | 46.89% | 49.79% | 55.36% | 57.81% | 40.68% | 40.1% | 35.27% | 33.99% | 20.56% | 29.56% | 31.76% | 37.64% | 32.11% | 21.17%
TSO | - | 31 | 32 | 2020 | Summer | Q, [MVAr] | Expected | - | -2.3544 | -2.4932 | -2.296 | -2.23 | -2.2966 | -2.5841 | -2.4123 | -1.6755 | -1.5672 | -1.9154 | -1.6241 | -1.6661 | -1.4708 | -1.5644 | -1.858 | -2.1673 | -2.1194 | -2.2897 | -1.929 | -2.037 | -2.0992 | -1.8605 | -2.1295 | -2.4798
TSO | - | 31 | 32 | 2020 | Summer | Q, [%] | Expected | - | 47.09% | 49.86% | 45.92% | 44.6% | 45.93% | 51.68% | 48.25% | 33.51% | 31.34% | 38.31% | 32.48% | 33.32% | 29.42% | 31.29% | 37.16% | 43.35% | 42.39% | 45.79% | 38.58% | 40.74% | 41.98% | 37.21% | 42.59% | 49.6%
TSO | - | 32 | 31 | 2020 | Summer | Q, [MVAr] | Expected | - | 2.3999 | 2.5792 | 2.3719 | 2.2795 | 2.3445 | 2.6369 | 2.4617 | 1.7225 | 1.62 | 1.9676 | 1.6946 | 1.7434 | 1.5559 | 1.6583 | 1.9238 | 2.2426 | 2.1851 | 2.36 | 1.9701 | 2.0917 | 2.159 | 1.9208 | 2.1901 | 2.5401
TSO | - | 32 | 31 | 2020 | Summer | Q, [%] | Expected | - | 0.47997 | 0.51583 | 0.47438 | 0.4559 | 0.46889 | 0.52739 | 0.49234 | 0.3445 | 0.324 | 0.39352 | 0.33892 | 0.34869 | 0.31118 | 0.33166 | 0.38476 | 0.44851 | 0.43702 | 0.472 | 0.39402 | 0.41835 | 0.43181 | 0.38416 | 0.43803 | 0.50802
TSO | - | 31 | 32 | 2020 | Summer | S, [MVA] | Expected | - | 2.358 | 3.2093 | 3.0592 | 2.5083 | 2.4633 | 2.6248 | 2.473 | 2.3659 | 2.5086 | 2.481 | 2.8909 | 3.0387 | 3.1853 | 3.3424 | 2.7876 | 2.9871 | 2.7854 | 2.8798 | 2.199 | 2.5383 | 2.6566 | 2.6755 | 2.6916 | 2.7124
TSO | - | 31 | 32 | 2020 | Summer | S, [%] | Expected | - | 47.16% | 64.19% | 61.18% | 50.17% | 49.27% | 52.5% | 49.46% | 47.32% | 50.17% | 49.62% | 57.82% | 60.77% | 63.71% | 66.85% | 55.75% | 59.74% | 55.71% | 57.6% | 43.98% | 50.77% | 53.13% | 53.51% | 53.83% | 54.25%
TSO | - | 32 | 31 | 2020 | Summer | S, [MVA] | Expected | - | 2.4052 | 3.3125 | 3.1499 | 2.5675 | 2.5195 | 2.6831 | 2.5142 | 2.3775 | 2.5147 | 2.4998 | 2.8926 | 3.0391 | 3.1755 | 3.3325 | 2.7996 | 3.0083 | 2.8078 | 2.9081 | 2.2222 | 2.5611 | 2.6801 | 2.6892 | 2.7155 | 2.7518
TSO | - | 32 | 31 | 2020 | Summer | S, [%] | Expected | - | 48.1% | 66.25% | 63% | 51.35% | 50.39% | 53.66% | 50.28% | 47.55% | 50.29% | 50% | 57.85% | 60.78% | 63.51% | 66.65% | 55.99% | 60.17% | 56.16% | 58.16% | 44.44% | 51.22% | 53.6% | 53.78% | 54.31% | 55.04%
TSO | - | 32 | 33 | 2020 | Summer | P, [MW] | Expected | - | 2.0113 | 1.6794 | 1.43 | 1.3748 | 1.3747 | 1.6253 | 2.3052 | 2.5481 | 3.0538 | 3.1861 | 3.2682 | 3.5395 | 3.7079 | 3.6123 | 3.5617 | 3.4112 | 3.1993 | 3.1844 | 3.0082 | 3.1257 | 3.1362 | 3.277 | 3.0669 | 2.3333
TSO | - | 32 | 33 | 2020 | Summer | P, [%] | Expected | - | 40.23% | 33.59% | 28.6% | 27.5% | 27.49% | 32.51% | 46.1% | 50.96% | 61.08% | 63.72% | 65.36% | 70.79% | 74.16% | 72.25% | 71.23% | 68.22% | 63.99% | 63.69% | 60.16% | 62.51% | 62.72% | 65.54% | 61.34% | 46.67%
TSO | - | 33 | 32 | 2020 | Summer | P, [MW] | Expected | - | -2.0092 | -1.6777 | -1.4286 | -1.3734 | -1.3733 | -1.623 | -2.3022 | -2.545 | -3.0497 | -3.1817 | -3.2636 | -3.534 | -3.7018 | -3.6065 | -3.5561 | -3.4062 | -3.1949 | -3.18 | -3.0041 | -3.1213 | -3.1319 | -3.2723 | -3.0628 | -2.3308
TSO | - | 33 | 32 | 2020 | Summer | P, [%] | Expected | - | 40.18% | 33.55% | 28.57% | 27.47% | 27.47% | 32.46% | 46.04% | 50.9% | 60.99% | 63.63% | 65.27% | 70.68% | 74.04% | 72.13% | 71.12% | 68.12% | 63.9% | 63.6% | 60.08% | 62.43% | 62.64% | 65.45% | 61.26% | 46.62%
TSO | - | 32 | 33 | 2020 | Summer | Q, [MVAr] | Expected | - | -1.04 | -1.2242 | -1.2857 | -1.3471 | -1.2858 | -1.8978 | -1.4376 | -0.7327 | -0.21078 | -0.087892 | 0.034934 | 0.035647 | 0.4653 | 0.43437 | 0.43418 | -0.17924 | -0.026576 | -0.17984 | -0.51727 | -0.48634 | -0.45569 | -0.33278 | -0.51718 | -0.79447
TSO | - | 32 | 33 | 2020 | Summer | Q, [%] | Expected | - | 20.8% | 24.48% | 25.71% | 26.94% | 25.72% | 37.96% | 28.75% | 14.65% | 4.216% | 1.758% | 0.6987% | 0.7129% | 9.306% | 8.687% | 8.684% | 3.585% | 0.5315% | 3.597% | 10.35% | 9.727% | 9.114% | 6.656% | 10.34% | 15.89%
TSO | - | 33 | 32 | 2020 | Summer | Q, [MVAr] | Expected | - | 1.0419 | 1.2258 | 1.2871 | 1.3484 | 1.2871 | 1.9 | 1.4403 | 0.73548 | 0.21452 | 0.091935 | -0.030645 | -0.030645 | -0.45968 | -0.42903 | -0.42903 | 0.18387 | 0.030645 | 0.18387 | 0.52097 | 0.49032 | 0.45968 | 0.3371 | 0.52097 | 0.79677
TSO | - | 33 | 32 | 2020 | Summer | Q, [%] | Expected | - | 0.20839 | 0.24516 | 0.25742 | 0.26968 | 0.25742 | 0.38 | 0.28806 | 0.1471 | 0.042903 | 0.018387 | 0.006129 | 0.006129 | 0.091935 | 0.085806 | 0.085806 | 0.036774 | 0.006129 | 0.036774 | 0.10419 | 0.098065 | 0.091935 | 0.067419 | 0.10419 | 0.15935
TSO | - | 32 | 33 | 2020 | Summer | S, [MVA] | Expected | - | 2.2643 | 2.0782 | 1.9231 | 1.9248 | 1.8823 | 2.4987 | 2.7168 | 2.6513 | 3.061 | 3.1873 | 3.2684 | 3.5396 | 3.737 | 3.6384 | 3.5881 | 3.4159 | 3.1994 | 3.1895 | 3.0523 | 3.1633 | 3.1692 | 3.2938 | 3.1102 | 2.4648
TSO | - | 32 | 33 | 2020 | Summer | S, [%] | Expected | - | 45.29% | 41.56% | 38.46% | 38.5% | 37.65% | 49.97% | 54.34% | 53.03% | 61.22% | 63.75% | 65.37% | 70.79% | 74.74% | 72.77% | 71.76% | 68.32% | 63.99% | 63.79% | 61.05% | 63.27% | 63.38% | 65.88% | 62.2% | 49.3%
TSO | - | 33 | 32 | 2020 | Summer | S, [MVA] | Expected | - | 2.2633 | 2.0778 | 1.9229 | 1.9247 | 1.8822 | 2.4988 | 2.7157 | 2.6492 | 3.0572 | 3.183 | 3.2637 | 3.5341 | 3.7302 | 3.632 | 3.5819 | 3.4111 | 3.195 | 3.1853 | 3.049 | 3.1596 | 3.1655 | 3.2896 | 3.1068 | 2.4632
TSO | - | 33 | 32 | 2020 | Summer | S, [%] | Expected | - | 45.27% | 41.56% | 38.46% | 38.49% | 37.64% | 49.98% | 54.31% | 52.98% | 61.14% | 63.66% | 65.27% | 70.68% | 74.6% | 72.64% | 71.64% | 68.22% | 63.9% | 63.71% | 60.98% | 63.19% | 63.31% | 65.79% | 62.14% | 49.26%
TSO | - | 34 | 32 | 2020 | Summer | P, [MW] | Expected | - | 3.5697 | 5.1285 | 4.7584 | 3.8037 | 3.5298 | 3.4043 | 3.0923 | 2.3128 | 2.5975 | 3.1036 | 2.3316 | 2.41 | 2.201 | 1.9962 | 2.7112 | 2.6161 | 2.6853 | 2.7696 | 3.3984 | 3.2422 | 2.9661 | 2.8796 | 2.8894 | 2.41
TSO | - | 34 | 32 | 2020 | Summer | P, [%] | Expected | - | 35.7% | 51.29% | 47.58% | 38.04% | 35.3% | 34.04% | 30.92% | 23.13% | 25.98% | 31.04% | 23.32% | 24.1% | 22.01% | 19.96% | 27.11% | 26.16% | 26.85% | 27.7% | 33.98% | 32.42% | 29.66% | 28.8% | 28.89% | 24.1%
TSO | - | 32 | 34 | 2020 | Summer | P, [MW] | Expected | - | -3.5697 | -5.1285 | -4.7584 | -3.8037 | -3.5298 | -3.4043 | -3.0923 | -2.3128 | -2.5975 | -3.1036 | -2.3316 | -2.41 | -2.201 | -1.9962 | -2.7112 | -2.6161 | -2.6853 | -2.7696 | -3.3984 | -3.2422 | -2.9661 | -2.8796 | -2.8894 | -2.41
TSO | - | 32 | 34 | 2020 | Summer | P, [%] | Expected | - | 35.7% | 51.29% | 47.58% | 38.04% | 35.3% | 34.04% | 30.92% | 23.13% | 25.98% | 31.04% | 23.32% | 24.1% | 22.01% | 19.96% | 27.11% | 26.16% | 26.85% | 27.7% | 33.98% | 32.42% | 29.66% | 28.8% | 28.89% | 24.1%
TSO | - | 34 | 32 | 2020 | Summer | Q, [MVAr] | Expected | - | 0.79819 | 0.90389 | 0.60633 | 0.35449 | 0.47053 | 0.046429 | 0.45041 | 0.80556 | 1.3116 | 1.8986 | 1.6837 | 1.9138 | 2.253 | 2.3107 | 2.4625 | 1.9396 | 2.1309 | 2.0777 | 1.2486 | 1.5053 | 1.4453 | 1.4481 | 1.3685 | 1.3591
TSO | - | 34 | 32 | 2020 | Summer | Q, [%] | Expected | - | 7.982% | 9.039% | 6.063% | 3.545% | 4.705% | 0.4643% | 4.504% | 8.056% | 13.12% | 18.99% | 16.84% | 19.14% | 22.53% | 23.11% | 24.62% | 19.4% | 21.31% | 20.78% | 12.49% | 15.05% | 14.45% | 14.48% | 13.69% | 13.59%
TSO | - | 32 | 34 | 2020 | Summer | Q, [MVAr] | Expected | - | -0.66753 | -0.6396 | -0.38618 | -0.21705 | -0.35093 | 0.060879 | -0.35488 | -0.74365 | -1.2246 | -1.7643 | -1.5988 | -1.8175 | -2.152 | -2.2158 | -2.3272 | -1.8325 | -2.0124 | -1.9571 | -1.1143 | -1.3746 | -1.3341 | -1.3419 | -1.2653 | -1.2841
TSO | - | 32 | 34 | 2020 | Summer | Q, [%] | Expected | - | 0.066753 | 0.06396 | 0.038618 | 0.021705 | 0.035093 | 0.0060879 | 0.035488 | 0.074365 | 0.12246 | 0.17643 | 0.15988 | 0.18175 | 0.2152 | 0.22158 | 0.23272 | 0.18325 | 0.20124 | 0.19571 | 0.11143 | 0.13746 | 0.13341 | 0.13419 | 0.12653 | 0.12841
TSO | - | 34 | 32 | 2020 | Summer | S, [MVA] | Expected | - | 3.6578 | 5.2076 | 4.7969 | 3.8201 | 3.561 | 3.4047 | 3.1249 | 2.4491 | 2.9099 | 3.6383 | 2.8759 | 3.0775 | 3.1496 | 3.0535 | 3.6625 | 3.2567 | 3.428 | 3.4623 | 3.6205 | 3.5746 | 3.2995 | 3.2232 | 3.1971 | 2.7668
TSO | - | 34 | 32 | 2020 | Summer | S, [%] | Expected | - | 36.58% | 52.08% | 47.97% | 38.2% | 35.61% | 34.05% | 31.25% | 24.49% | 29.1% | 36.38% | 28.76% | 30.77% | 31.5% | 30.54% | 36.63% | 32.57% | 34.28% | 34.62% | 36.21% | 35.75% | 32.99% | 32.23% | 31.97% | 27.67%
TSO | - | 32 | 34 | 2020 | Summer | S, [MVA] | Expected | - | 3.6316 | 5.1683 | 4.7741 | 3.8099 | 3.5472 | 3.4049 | 3.1126 | 2.4294 | 2.8717 | 3.5701 | 2.827 | 3.0185 | 3.0782 | 2.9824 | 3.573 | 3.1941 | 3.3556 | 3.3913 | 3.5765 | 3.5216 | 3.2523 | 3.1769 | 3.1543 | 2.7308
TSO | - | 32 | 34 | 2020 | Summer | S, [%] | Expected | - | 36.32% | 51.68% | 47.74% | 38.1% | 35.47% | 34.05% | 31.13% | 24.29% | 28.72% | 35.7% | 28.27% | 30.19% | 30.78% | 29.82% | 35.73% | 31.94% | 33.56% | 33.91% | 35.76% | 35.22% | 32.52% | 31.77% | 31.54% | 27.31%
TSO | - | 34 | 35 | 2020 | Summer | P, [MW] | Expected | - | -3.5697 | -5.1285 | -4.7584 | -3.8037 | -3.5298 | -3.4043 | -3.0923 | -2.3128 | -2.5975 | -3.1036 | -2.3316 | -2.41 | -2.201 | -1.9962 | -2.7112 | -2.6161 | -2.6853 | -2.7696 | -3.3984 | -3.2422 | -2.9661 | -2.8796 | -2.8894 | -2.41
TSO | - | 34 | 35 | 2020 | Summer | P, [%] | Expected | - | 35.7% | 51.29% | 47.58% | 38.04% | 35.3% | 34.04% | 30.92% | 23.13% | 25.98% | 31.04% | 23.32% | 24.1% | 22.01% | 19.96% | 27.11% | 26.16% | 26.85% | 27.7% | 33.98% | 32.42% | 29.66% | 28.8% | 28.89% | 24.1%
TSO | - | 35 | 34 | 2020 | Summer | P, [MW] | Expected | - | 3.5767 | 5.1428 | 4.7704 | 3.8111 | 3.5362 | 3.4102 | 3.0974 | 2.3161 | 2.602 | 3.1107 | 2.3359 | 2.415 | 2.2061 | 2.001 | 2.7182 | 2.6217 | 2.6914 | 2.7758 | 3.4055 | 3.2491 | 2.9719 | 2.8852 | 2.8949 | 2.4139
TSO | - | 35 | 34 | 2020 | Summer | P, [%] | Expected | - | 35.77% | 51.43% | 47.7% | 38.11% | 35.36% | 34.1% | 30.97% | 23.16% | 26.02% | 31.11% | 23.36% | 24.15% | 22.06% | 20.01% | 27.18% | 26.22% | 26.91% | 27.76% | 34.06% | 32.49% | 29.72% | 28.85% | 28.95% | 24.14%
TSO | - | 34 | 35 | 2020 | Summer | Q, [MVAr] | Expected | - | -0.79819 | -0.90389 | -0.60633 | -0.35449 | -0.47053 | -0.046429 | -0.45041 | -0.80556 | -1.3116 | -1.8986 | -1.6837 | -1.9138 | -2.253 | -2.3107 | -2.4625 | -1.9396 | -2.1309 | -2.0777 | -1.2486 | -1.5053 | -1.4453 | -1.4481 | -1.3685 | -1.3591
TSO | - | 34 | 35 | 2020 | Summer | Q, [%] | Expected | - | 7.982% | 9.039% | 6.063% | 3.545% | 4.705% | 0.4643% | 4.504% | 8.056% | 13.12% | 18.99% | 16.84% | 19.14% | 22.53% | 23.11% | 24.62% | 19.4% | 21.31% | 20.78% | 12.49% | 15.05% | 14.45% | 14.48% | 13.69% | 13.59%
TSO | - | 35 | 34 | 2020 | Summer | Q, [MVAr] | Expected | - | 0.49567 | 0.61136 | 0.30456 | 0.041175 | 0.15619 | -0.27475 | 0.1458 | 0.51447 | 1.0209 | 1.6076 | 1.3925 | 1.6205 | 1.9603 | 2.0175 | 2.1695 | 1.6451 | 1.8367 | 1.7831 | 0.9607 | 1.2166 | 1.1546 | 1.1574 | 1.0739 | 1.0529
TSO | - | 35 | 34 | 2020 | Summer | Q, [%] | Expected | - | 0.049567 | 0.061136 | 0.030456 | 0.0041175 | 0.015619 | 0.027475 | 0.01458 | 0.051447 | 0.10209 | 0.16076 | 0.13925 | 0.16205 | 0.19603 | 0.20175 | 0.21695 | 0.16451 | 0.18367 | 0.17831 | 0.09607 | 0.12166 | 0.11546 | 0.11574 | 0.10739 | 0.10529
TSO | - | 34 | 35 | 2020 | Summer | S, [MVA] | Expected | - | 3.6578 | 5.2076 | 4.7969 | 3.8201 | 3.561 | 3.4047 | 3.1249 | 2.4491 | 2.9099 | 3.6383 | 2.8759 | 3.0775 | 3.1496 | 3.0535 | 3.6625 | 3.2567 | 3.428 | 3.4623 | 3.6205 | 3.5746 | 3.2995 | 3.2232 | 3.1971 | 2.7668
TSO | - | 34 | 35 | 2020 | Summer | S, [%] | Expected | - | 36.58% | 52.08% | 47.97% | 38.2% | 35.61% | 34.05% | 31.25% | 24.49% | 29.1% | 36.38% | 28.76% | 30.77% | 31.5% | 30.54% | 36.63% | 32.57% | 34.28% | 34.62% | 36.21% | 35.75% | 32.99% | 32.23% | 31.97% | 27.67%
TSO | - | 35 | 34 | 2020 | Summer | S, [MVA] | Expected | - | 3.6109 | 5.179 | 4.7801 | 3.8113 | 3.5397 | 3.4213 | 3.1009 | 2.3725 | 2.7952 | 3.5015 | 2.7195 | 2.9083 | 2.9512 | 2.8415 | 3.4778 | 3.0951 | 3.2584 | 3.2992 | 3.5385 | 3.4694 | 3.1883 | 3.1087 | 3.0876 | 2.6336
TSO | - | 35 | 34 | 2020 | Summer | S, [%] | Expected | - | 36.11% | 51.79% | 47.8% | 38.11% | 35.4% | 34.21% | 31.01% | 23.73% | 27.95% | 35.02% | 27.19% | 29.08% | 29.51% | 28.42% | 34.78% | 30.95% | 32.58% | 32.99% | 35.38% | 34.69% | 31.88% | 31.09% | 30.88% | 26.34%
TSO | - | 35 | 36 | 2020 | Summer | P, [MW] | Expected | - | -7.561 | -8.9434 | -8.3823 | -7.5849 | -7.2741 | -7.1839 | -8.1996 | -7.9941 | -8.6117 | -8.762 | -7.8236 | -8.283 | -7.9729 | -7.3891 | -7.9377 | -7.6664 | -7.7345 | -7.6027 | -8.3492 | -8.4336 | -8.078 | -8.2988 | -7.9603 | -6.7895
TSO | - | 35 | 36 | 2020 | Summer | P, [%] | Expected | - | 15.12% | 17.89% | 16.76% | 15.17% | 14.55% | 14.37% | 16.4% | 15.99% | 17.22% | 17.52% | 15.65% | 16.57% | 15.95% | 14.78% | 15.88% | 15.33% | 15.47% | 15.21% | 16.7% | 16.87% | 16.16% | 16.6% | 15.92% | 13.58%
TSO | - | 36 | 35 | 2020 | Summer | P, [MW] | Expected | - | 7.586 | 8.9783 | 8.4125 | 7.6093 | 7.2966 | 7.2057 | 8.2296 | 8.0268 | 8.6512 | 8.8031 | 7.8576 | 8.3237 | 8.0121 | 7.4242 | 7.9734 | 7.6973 | 7.7661 | 7.6322 | 8.383 | 8.4682 | 8.1094 | 8.3332 | 7.9901 | 6.8102
TSO | - | 36 | 35 | 2020 | Summer | P, [%] | Expected | - | 15.17% | 17.96% | 16.82% | 15.22% | 14.59% | 14.41% | 16.46% | 16.05% | 17.3% | 17.61% | 15.72% | 16.65% | 16.02% | 14.85% | 15.95% | 15.39% | 15.53% | 15.26% | 16.77% | 16.94% | 16.22% | 16.67% | 15.98% | 13.62%
TSO | - | 35 | 36 | 2020 | Summer | Q, [MVAr] | Expected | - | -0.10678 | -0.11136 | 0.19544 | 0.34771 | 0.28825 | 0.8303 | -1.0347 | -2.6256 | -3.4654 | -3.7743 | -3.6147 | -4.6205 | -4.7936 | -4.7952 | -4.0584 | -3.1451 | -3.2811 | -2.8386 | -2.0163 | -2.1611 | -1.8768 | -2.5463 | -1.6295 | -0.99732
TSO | - | 35 | 36 | 2020 | Summer | Q, [%] | Expected | - | 0.2136% | 0.2227% | 0.3909% | 0.6954% | 0.5765% | 1.661% | 2.069% | 5.251% | 6.931% | 7.549% | 7.229% | 9.241% | 9.587% | 9.59% | 8.117% | 6.29% | 6.562% | 5.677% | 4.033% | 4.322% | 3.754% | 5.093% | 3.259% | 1.995%
TSO | - | 36 | 35 | 2020 | Summer | Q, [MVAr] | Expected | - | -0.019329 | -0.0031318 | -0.31857 | -0.48029 | -0.42299 | -0.9687 | 0.915 | 2.5174 | 3.3647 | 3.6735 | 3.5071 | 4.5196 | 4.6909 | 4.6875 | 3.9497 | 3.031 | 3.1677 | 2.7223 | 1.908 | 2.0536 | 1.7652 | 2.4386 | 1.5143 | 0.86621
TSO | - | 36 | 35 | 2020 | Summer | Q, [%] | Expected | - | 0.00038658 | 6.2637e-05 | 0.0063714 | 0.0096058 | 0.0084598 | 0.019374 | 0.0183 | 0.050347 | 0.067294 | 0.07347 | 0.070141 | 0.090392 | 0.093819 | 0.09375 | 0.078994 | 0.06062 | 0.063354 | 0.054445 | 0.038159 | 0.041072 | 0.035303 | 0.048772 | 0.030286 | 0.017324
TSO | - | 35 | 36 | 2020 | Summer | S, [MVA] | Expected | - | 7.5617 | 8.9441 | 8.3846 | 7.5929 | 7.2798 | 7.2317 | 8.2647 | 8.4142 | 9.2828 | 9.5403 | 8.6183 | 9.4846 | 9.303 | 8.8087 | 8.915 | 8.2864 | 8.4016 | 8.1154 | 8.5892 | 8.7061 | 8.2932 | 8.6806 | 8.1254 | 6.8624
TSO | - | 35 | 36 | 2020 | Summer | S, [%] | Expected | - | 15.12% | 17.89% | 16.77% | 15.19% | 14.56% | 14.46% | 16.53% | 16.83% | 18.57% | 19.08% | 17.24% | 18.97% | 18.61% | 17.62% | 17.83% | 16.57% | 16.8% | 16.23% | 17.18% | 17.41% | 16.59% | 17.36% | 16.25% | 13.72%
TSO | - | 36 | 35 | 2020 | Summer | S, [MVA] | Expected | - | 7.5861 | 8.9783 | 8.4185 | 7.6245 | 7.3089 | 7.2705 | 8.2803 | 8.4122 | 9.2825 | 9.5389 | 8.6047 | 9.4716 | 9.2843 | 8.7801 | 8.898 | 8.2725 | 8.3873 | 8.1032 | 8.5974 | 8.7137 | 8.2993 | 8.6827 | 8.1323 | 6.8651
TSO | - | 36 | 35 | 2020 | Summer | S, [%] | Expected | - | 15.17% | 17.96% | 16.84% | 15.25% | 14.62% | 14.54% | 16.56% | 16.82% | 18.56% | 19.08% | 17.21% | 18.94% | 18.57% | 17.56% | 17.8% | 16.55% | 16.77% | 16.21% | 17.19% | 17.43% | 16.6% | 17.37% | 16.26% | 13.73%
TSO | - | 36 | 37 | 2020 | Summer | P, [MW] | Expected | - | -10.0258 | -10.7004 | -10.4857 | -9.6852 | -9.5811 | -9.8672 | -10.9979 | -10.7869 | -11.9041 | -11.7127 | -10.721 | -11.2424 | -10.7486 | -10.0094 | -10.1826 | -9.9017 | -10.0653 | -9.9709 | -10.8151 | -11.1021 | -10.4356 | -10.9111 | -10.1665 | -8.5916
TSO | - | 36 | 37 | 2020 | Summer | P, [%] | Expected | - | 20.05% | 21.4% | 20.97% | 19.37% | 19.16% | 19.73% | 22% | 21.57% | 23.81% | 23.43% | 21.44% | 22.48% | 21.5% | 20.02% | 20.37% | 19.8% | 20.13% | 19.94% | 21.63% | 22.2% | 20.87% | 21.82% | 20.33% | 17.18%
TSO | - | 37 | 36 | 2020 | Summer | P, [MW] | Expected | - | 10.0554 | 10.7341 | 10.5178 | 9.7122 | 9.6075 | 9.8952 | 11.0336 | 10.8252 | 11.9516 | 11.7586 | 10.7602 | 11.2875 | 10.7921 | 10.0481 | 10.2194 | 9.9343 | 10.0985 | 10.0028 | 10.8521 | 11.1412 | 10.4699 | 10.9494 | 10.1984 | 8.6135
TSO | - | 37 | 36 | 2020 | Summer | P, [%] | Expected | - | 20.11% | 21.47% | 21.04% | 19.42% | 19.21% | 19.79% | 22.07% | 21.65% | 23.9% | 23.52% | 21.52% | 22.57% | 21.58% | 20.1% | 20.44% | 19.87% | 20.2% | 20.01% | 21.7% | 22.28% | 20.94% | 21.9% | 20.4% | 17.23%
TSO | - | 36 | 37 | 2020 | Summer | Q, [MVAr] | Expected | - | 0.66911 | 0.95779 | 1.2819 | 1.1786 | 1.0796 | 1.6526 | -0.70184 | -2.7183 | -3.5388 | -3.7683 | -3.5798 | -4.7121 | -5.2454 | -5.1871 | -4.3021 | -3.0991 | -2.9986 | -2.5375 | -1.8751 | -2.0878 | -1.7869 | -2.5026 | -1.4149 | -0.78639
TSO | - | 36 | 37 | 2020 | Summer | Q, [%] | Expected | - | 1.338% | 1.916% | 2.564% | 2.357% | 2.159% | 3.305% | 1.404% | 5.437% | 7.078% | 7.537% | 7.16% | 9.424% | 10.49% | 10.37% | 8.604% | 6.198% | 5.997% | 5.075% | 3.75% | 4.176% | 3.574% | 5.005% | 2.83% | 1.573%
TSO | - | 37 | 36 | 2020 | Summer | Q, [MVAr] | Expected | - | -0.63168 | -0.91521 | -1.2414 | -1.1446 | -1.0463 | -1.6173 | 0.74692 | 2.7666 | 3.5986 | 3.8262 | 3.6293 | 4.7691 | 5.3003 | 5.2359 | 4.3485 | 3.1402 | 3.0406 | 2.5777 | 1.9217 | 2.1371 | 1.8302 | 2.551 | 1.4552 | 0.81407
TSO | - | 37 | 36 | 2020 | Summer | Q, [%] | Expected | - | 0.012634 | 0.018304 | 0.024827 | 0.022891 | 0.020926 | 0.032347 | 0.014938 | 0.055333 | 0.071972 | 0.076524 | 0.072587 | 0.095381 | 0.10601 | 0.10472 | 0.086971 | 0.062803 | 0.060811 | 0.051555 | 0.038434 | 0.042742 | 0.036604 | 0.051021 | 0.029103 | 0.016281
TSO | - | 36 | 37 | 2020 | Summer | S, [MVA] | Expected | - | 10.0481 | 10.7431 | 10.5637 | 9.7567 | 9.6417 | 10.0047 | 11.0202 | 11.1241 | 12.419 | 12.304 | 11.3028 | 12.1899 | 11.9602 | 11.2736 | 11.0541 | 10.3754 | 10.5024 | 10.2887 | 10.9764 | 11.2967 | 10.5875 | 11.1944 | 10.2644 | 8.6275
TSO | - | 36 | 37 | 2020 | Summer | S, [%] | Expected | - | 20.1% | 21.49% | 21.13% | 19.51% | 19.28% | 20.01% | 22.04% | 22.25% | 24.84% | 24.61% | 22.61% | 24.38% | 23.92% | 22.55% | 22.11% | 20.75% | 21% | 20.58% | 21.95% | 22.59% | 21.17% | 22.39% | 20.53% | 17.25%
TSO | - | 37 | 36 | 2020 | Summer | S, [MVA] | Expected | - | 10.0752 | 10.773 | 10.5908 | 9.7794 | 9.6643 | 10.0265 | 11.0588 | 11.1732 | 12.4816 | 12.3655 | 11.3558 | 12.2536 | 12.0234 | 11.3304 | 11.1062 | 10.4187 | 10.5463 | 10.3296 | 11.0209 | 11.3443 | 10.6287 | 11.2427 | 10.3017 | 8.6519
TSO | - | 37 | 36 | 2020 | Summer | S, [%] | Expected | - | 20.15% | 21.55% | 21.18% | 19.56% | 19.33% | 20.05% | 22.12% | 22.35% | 24.96% | 24.73% | 22.71% | 24.51% | 24.05% | 22.66% | 22.21% | 20.84% | 21.09% | 20.66% | 22.04% | 22.69% | 21.26% | 22.49% | 20.6% | 17.3%
TSO | - | 37 | 38 | 2020 | Summer | P, [MW] | Expected | - | -12.7585 | -12.8228 | -12.7996 | -11.983 | -12.0263 | -12.7367 | -14.1346 | -13.9174 | -15.5251 | -15.0923 | -14.0512 | -14.7023 | -14.1027 | -13.2028 | -13.0771 | -12.7855 | -12.9326 | -12.879 | -13.818 | -14.2959 | -13.382 | -14.0843 | -12.9739 | -10.8833
TSO | - | 37 | 38 | 2020 | Summer | P, [%] | Expected | - | 25.52% | 25.65% | 25.6% | 23.97% | 24.05% | 25.47% | 28.27% | 27.83% | 31.05% | 30.18% | 28.1% | 29.4% | 28.21% | 26.41% | 26.15% | 25.57% | 25.87% | 25.76% | 27.64% | 28.59% | 26.76% | 28.17% | 25.95% | 21.77%
TSO | - | 38 | 37 | 2020 | Summer | P, [MW] | Expected | - | 12.866 | 12.9318 | 12.9076 | 12.0761 | 12.12 | 12.8415 | 14.2659 | 14.0577 | 15.7015 | 15.2586 | 14.1982 | 14.8685 | 14.2649 | 13.3474 | 13.2103 | 12.9047 | 13.0527 | 12.9958 | 13.952 | 14.4396 | 13.5075 | 14.2258 | 13.0896 | 10.9617
TSO | - | 38 | 37 | 2020 | Summer | P, [%] | Expected | - | 25.73% | 25.86% | 25.82% | 24.15% | 24.24% | 25.68% | 28.53% | 28.12% | 31.4% | 30.52% | 28.4% | 29.74% | 28.53% | 26.69% | 26.42% | 25.81% | 26.11% | 25.99% | 27.9% | 28.88% | 27.01% | 28.45% | 26.18% | 21.92%
TSO | - | 37 | 38 | 2020 | Summer | Q, [MVAr] | Expected | - | 1.0049 | 1.5536 | 1.9697 | 1.7057 | 1.5786 | 2.2675 | -0.70344 | -3.2386 | -4.2369 | -4.4713 | -4.2781 | -5.5839 | -6.5155 | -6.3846 | -5.3756 | -3.7857 | -3.4941 | -2.9758 | -2.3383 | -2.6263 | -2.3163 | -3.1248 | -1.8231 | -1.0123
TSO | - | 37 | 38 | 2020 | Summer | Q, [%] | Expected | - | 2.01% | 3.107% | 3.939% | 3.411% | 3.157% | 4.535% | 1.407% | 6.477% | 8.474% | 8.943% | 8.556% | 11.17% | 13.03% | 12.77% | 10.75% | 7.571% | 6.988% | 5.952% | 4.677% | 5.253% | 4.633% | 6.25% | 3.646% | 2.025%
TSO | - | 38 | 37 | 2020 | Summer | Q, [MVAr] | Expected | - | -1.0381 | -1.5855 | -2.0064 | -1.7681 | -1.6398 | -2.3148 | 0.70626 | 3.2646 | 4.3169 | 4.533 | 4.3127 | 5.6456 | 6.571 | 6.4132 | 5.3849 | 3.7745 | 3.484 | 2.9606 | 2.353 | 2.6556 | 2.3177 | 3.1507 | 1.8075 | 0.93431
TSO | - | 38 | 37 | 2020 | Summer | Q, [%] | Expected | - | 0.020763 | 0.031709 | 0.040129 | 0.035362 | 0.032796 | 0.046295 | 0.014125 | 0.065293 | 0.086338 | 0.090659 | 0.086254 | 0.11291 | 0.13142 | 0.12826 | 0.1077 | 0.075491 | 0.06968 | 0.059211 | 0.047061 | 0.053113 | 0.046354 | 0.063013 | 0.03615 | 0.018686
TSO | - | 37 | 38 | 2020 | Summer | S, [MVA] | Expected | - | 12.798 | 12.9166 | 12.9503 | 12.1038 | 12.1295 | 12.9369 | 14.1521 | 14.2892 | 16.0929 | 15.7407 | 14.6881 | 15.727 | 15.5351 | 14.6655 | 14.1388 | 13.3342 | 13.3963 | 13.2183 | 14.0145 | 14.5351 | 13.581 | 14.4268 | 13.1013 | 10.9302
TSO | - | 37 | 38 | 2020 | Summer | S, [%] | Expected | - | 25.6% | 25.83% | 25.9% | 24.21% | 24.26% | 25.87% | 28.3% | 28.58% | 32.19% | 31.48% | 29.38% | 31.45% | 31.07% | 29.33% | 28.28% | 26.67% | 26.79% | 26.44% | 28.03% | 29.07% | 27.16% | 28.85% | 26.2% | 21.86%
TSO | - | 38 | 37 | 2020 | Summer | S, [MVA] | Expected | - | 12.9078 | 13.0287 | 13.0626 | 12.2049 | 12.2304 | 13.0484 | 14.2833 | 14.4318 | 16.2842 | 15.9177 | 14.8387 | 15.9043 | 15.7056 | 14.8082 | 14.2656 | 13.4454 | 13.5096 | 13.3288 | 14.149 | 14.6818 | 13.7049 | 14.5705 | 13.2138 | 11.0015
TSO | - | 38 | 37 | 2020 | Summer | S, [%] | Expected | - | 25.82% | 26.06% | 26.13% | 24.41% | 24.46% | 26.1% | 28.57% | 28.86% | 32.57% | 31.84% | 29.68% | 31.81% | 31.41% | 29.62% | 28.53% | 26.89% | 27.02% | 26.66% | 28.3% | 29.36% | 27.41% | 29.14% | 26.43% | 22%
TSO | - | 37 | 39 | 2020 | Summer | P, [MW] | Expected | - | 2.703 | 2.0887 | 2.2819 | 2.2708 | 2.4188 | 2.8415 | 3.101 | 3.0922 | 3.5735 | 3.3337 | 3.291 | 3.4148 | 3.3106 | 3.1547 | 2.8576 | 2.8513 | 2.834 | 2.8762 | 2.966 | 3.1547 | 2.9121 | 3.1348 | 2.7755 | 2.2698
TSO | - | 37 | 39 | 2020 | Summer | P, [%] | Expected | - | 27.03% | 20.89% | 22.82% | 22.71% | 24.19% | 28.41% | 31.01% | 30.92% | 35.74% | 33.34% | 32.91% | 34.15% | 33.11% | 31.55% | 28.58% | 28.51% | 28.34% | 28.76% | 29.66% | 31.55% | 29.12% | 31.35% | 27.75% | 22.7%
TSO | - | 39 | 37 | 2020 | Summer | P, [MW] | Expected | - | -2.7012 | -2.0875 | -2.2805 | -2.2695 | -2.4174 | -2.8395 | -3.0987 | -3.0897 | -3.5702 | -3.3308 | -3.2882 | -3.4118 | -3.3075 | -3.1519 | -2.8553 | -2.8492 | -2.832 | -2.8741 | -2.9637 | -3.1522 | -2.9099 | -3.1323 | -2.7735 | -2.2685
TSO | - | 39 | 37 | 2020 | Summer | P, [%] | Expected | - | 27.01% | 20.88% | 22.81% | 22.7% | 24.17% | 28.4% | 30.99% | 30.9% | 35.7% | 33.31% | 32.88% | 34.12% | 33.08% | 31.52% | 28.55% | 28.49% | 28.32% | 28.74% | 29.64% | 31.52% | 29.1% | 31.32% | 27.74% | 22.69%
TSO | - | 37 | 39 | 2020 | Summer | Q, [MVAr] | Expected | - | -0.37323 | -0.63841 | -0.72835 | -0.56118 | -0.5323 | -0.65014 | -0.043475 | 0.47192 | 0.63827 | 0.64514 | 0.6488 | 0.81486 | 1.2152 | 1.1487 | 1.027 | 0.64552 | 0.45356 | 0.39801 | 0.41659 | 0.48913 | 0.48613 | 0.57381 | 0.36789 | 0.19818
TSO | - | 37 | 39 | 2020 | Summer | Q, [%] | Expected | - | 3.732% | 6.384% | 7.283% | 5.612% | 5.323% | 6.501% | 0.4347% | 4.719% | 6.383% | 6.451% | 6.488% | 8.149% | 12.15% | 11.49% | 10.27% | 6.455% | 4.536% | 3.98% | 4.166% | 4.891% | 4.861% | 5.738% | 3.679% | 1.982%
TSO | - | 39 | 37 | 2020 | Summer | Q, [MVAr] | Expected | - | 0.37607 | 0.64022 | 0.73049 | 0.5632 | 0.53457 | 0.65323 | 0.047146 | -0.468 | -0.63303 | -0.64062 | -0.64432 | -0.81002 | -1.2103 | -1.1443 | -1.0234 | -0.64217 | -0.45034 | -0.39472 | -0.41302 | -0.48509 | -0.48267 | -0.56978 | -0.3648 | -0.1962
TSO | - | 39 | 37 | 2020 | Summer | Q, [%] | Expected | - | 0.037607 | 0.064022 | 0.073049 | 0.05632 | 0.053457 | 0.065323 | 0.0047146 | 0.0468 | 0.063303 | 0.064062 | 0.064432 | 0.081002 | 0.12103 | 0.11443 | 0.10234 | 0.064217 | 0.045034 | 0.039472 | 0.041302 | 0.048509 | 0.048267 | 0.056978 | 0.03648 | 0.01962
TSO | - | 37 | 39 | 2020 | Summer | S, [MVA] | Expected | - | 2.7287 | 2.1841 | 2.3953 | 2.3391 | 2.4767 | 2.9149 | 3.1013 | 3.128 | 3.6301 | 3.3955 | 3.3543 | 3.5107 | 3.5266 | 3.3573 | 3.0366 | 2.9235 | 2.8701 | 2.9036 | 2.9951 | 3.1924 | 2.9524 | 3.1869 | 2.7998 | 2.2784
TSO | - | 37 | 39 | 2020 | Summer | S, [%] | Expected | - | 27.29% | 21.84% | 23.95% | 23.39% | 24.77% | 29.15% | 31.01% | 31.28% | 36.3% | 33.96% | 33.54% | 35.11% | 35.27% | 33.57% | 30.37% | 29.23% | 28.7% | 29.04% | 29.95% | 31.92% | 29.52% | 31.87% | 28% | 22.78%
TSO | - | 39 | 37 | 2020 | Summer | S, [MVA] | Expected | - | 2.7273 | 2.1835 | 2.3947 | 2.3384 | 2.4758 | 2.9137 | 3.0991 | 3.125 | 3.6259 | 3.3919 | 3.3507 | 3.5066 | 3.522 | 3.3532 | 3.0332 | 2.9207 | 2.8676 | 2.9011 | 2.9924 | 3.1893 | 2.9497 | 3.1837 | 2.7974 | 2.277
TSO | - | 39 | 37 | 2020 | Summer | S, [%] | Expected | - | 27.27% | 21.84% | 23.95% | 23.38% | 24.76% | 29.14% | 30.99% | 31.25% | 36.26% | 33.92% | 33.51% | 35.07% | 35.22% | 33.53% | 30.33% | 29.21% | 28.68% | 29.01% | 29.92% | 31.89% | 29.5% | 31.84% | 27.97% | 22.77%
TSO | - | 36 | 40 | 2020 | Summer | P, [MW] | Expected | - | 2.4397 | 1.722 | 2.0732 | 2.0759 | 2.2845 | 2.6615 | 2.7683 | 2.7601 | 3.2529 | 2.9096 | 2.8634 | 2.9187 | 2.7365 | 2.5852 | 2.2093 | 2.2044 | 2.2991 | 2.3387 | 2.4321 | 2.6339 | 2.3261 | 2.5779 | 2.1764 | 1.7814
TSO | - | 36 | 40 | 2020 | Summer | P, [%] | Expected | - | 24.4% | 17.22% | 20.73% | 20.76% | 22.84% | 26.62% | 27.68% | 27.6% | 32.53% | 29.1% | 28.63% | 29.19% | 27.36% | 25.85% | 22.09% | 22.04% | 22.99% | 23.39% | 24.32% | 26.34% | 23.26% | 25.78% | 21.76% | 17.81%
TSO | - | 40 | 36 | 2020 | Summer | P, [MW] | Expected | - | -2.4378 | -1.7209 | -2.0716 | -2.0745 | -2.2828 | -2.6594 | -2.7659 | -2.7577 | -3.2496 | -2.9069 | -2.8608 | -2.916 | -2.734 | -2.5831 | -2.2077 | -2.2029 | -2.2974 | -2.337 | -2.4302 | -2.6317 | -2.3244 | -2.5758 | -2.1749 | -1.7804
TSO | - | 40 | 36 | 2020 | Summer | P, [%] | Expected | - | 24.38% | 17.21% | 20.72% | 20.74% | 22.83% | 26.59% | 27.66% | 27.58% | 32.5% | 29.07% | 28.61% | 29.16% | 27.34% | 25.83% | 22.08% | 22.03% | 22.97% | 23.37% | 24.3% | 26.32% | 23.24% | 25.76% | 21.75% | 17.8%
TSO | - | 36 | 40 | 2020 | Summer | Q, [MVAr] | Expected | - | -0.64978 | -0.95466 | -0.96328 | -0.69835 | -0.65663 | -0.68392 | -0.21317 | 0.20091 | 0.17406 | 0.09477 | 0.072729 | 0.19251 | 0.55449 | 0.49959 | 0.35237 | 0.068087 | -0.16916 | -0.18478 | -0.032918 | 0.034208 | 0.021719 | 0.064002 | -0.099427 | -0.079824
TSO | - | 36 | 40 | 2020 | Summer | Q, [%] | Expected | - | 6.498% | 9.547% | 9.633% | 6.983% | 6.566% | 6.839% | 2.132% | 2.009% | 1.741% | 0.9477% | 0.7273% | 1.925% | 5.545% | 4.996% | 3.524% | 0.6809% | 1.692% | 1.848% | 0.3292% | 0.3421% | 0.2172% | 0.64% | 0.9943% | 0.7982%
TSO | - | 40 | 36 | 2020 | Summer | Q, [MVAr] | Expected | - | 0.65279 | 0.95648 | 0.96569 | 0.70053 | 0.65921 | 0.68731 | 0.21681 | -0.1971 | -0.16881 | -0.090642 | -0.068677 | -0.18833 | -0.55068 | -0.4962 | -0.34995 | -0.065723 | 0.17174 | 0.18744 | 0.035836 | -0.030793 | -0.019057 | -0.060729 | 0.10174 | 0.08133
TSO | - | 40 | 36 | 2020 | Summer | Q, [%] | Expected | - | 0.065279 | 0.095648 | 0.096569 | 0.070053 | 0.065921 | 0.068731 | 0.021681 | 0.01971 | 0.016881 | 0.0090642 | 0.0068677 | 0.018833 | 0.055068 | 0.04962 | 0.034995 | 0.0065723 | 0.017174 | 0.018744 | 0.0035836 | 0.0030793 | 0.0019057 | 0.0060729 | 0.010174 | 0.008133
TSO | - | 36 | 40 | 2020 | Summer | S, [MVA] | Expected | - | 2.5248 | 1.9689 | 2.286 | 2.1902 | 2.377 | 2.748 | 2.7765 | 2.7674 | 3.2576 | 2.9111 | 2.8643 | 2.925 | 2.7921 | 2.6331 | 2.2372 | 2.2055 | 2.3053 | 2.346 | 2.4323 | 2.6341 | 2.3262 | 2.5787 | 2.1786 | 1.7831
TSO | - | 36 | 40 | 2020 | Summer | S, [%] | Expected | - | 25.25% | 19.69% | 22.86% | 21.9% | 23.77% | 27.48% | 27.76% | 27.67% | 32.58% | 29.11% | 28.64% | 29.25% | 27.92% | 26.33% | 22.37% | 22.05% | 23.05% | 23.46% | 24.32% | 26.34% | 23.26% | 25.79% | 21.79% | 17.83%
TSO | - | 40 | 36 | 2020 | Summer | S, [MVA] | Expected | - | 2.5237 | 1.9688 | 2.2857 | 2.1896 | 2.3761 | 2.7467 | 2.7744 | 2.7647 | 3.2539 | 2.9084 | 2.8616 | 2.922 | 2.7889 | 2.6303 | 2.2353 | 2.2039 | 2.3039 | 2.3445 | 2.4305 | 2.6318 | 2.3245 | 2.5765 | 2.1772 | 1.7822
TSO | - | 40 | 36 | 2020 | Summer | S, [%] | Expected | - | 25.24% | 19.69% | 22.86% | 21.9% | 23.76% | 27.47% | 27.74% | 27.65% | 32.54% | 29.08% | 28.62% | 29.22% | 27.89% | 26.3% | 22.35% | 22.04% | 23.04% | 23.44% | 24.3% | 26.32% | 23.25% | 25.76% | 21.77% | 17.82%
TSO | - | 22 | 38 | 2020 | Summer | P, [MW] | Expected | - | -1.9603 | -1.7601 | -1.9706 | -0.84565 | -0.92537 | -1.5943 | -3.1528 | 1.8429 | 0.76464 | -0.50367 | 2.0155 | -1.567 | -2.3514 | -3.0029 | -5.8678 | -5.1286 | -3.2465 | -3.1325 | -3.3005 | -1.9018 | -3.1742 | -4.8782 | -2.7488 | -4.9367
TSO | - | 22 | 38 | 2020 | Summer | P, [%] | Expected | - | 19.6% | 17.6% | 19.71% | 8.457% | 9.254% | 15.94% | 31.53% | 18.43% | 7.646% | 5.037% | 20.15% | 15.67% | 23.51% | 30.03% | 58.68% | 51.29% | 32.47% | 31.33% | 33% | 19.02% | 31.74% | 48.78% | 27.49% | 49.37%
TSO | - | 38 | 22 | 2020 | Summer | P, [MW] | Expected | - | 1.9616 | 1.7622 | 1.9718 | 0.84589 | 0.92569 | 1.5949 | 3.1554 | -1.8408 | -0.75933 | 0.51438 | -2.0095 | 1.5764 | 2.3604 | 3.0123 | 5.8819 | 5.1395 | 3.2537 | 3.1392 | 3.3028 | 1.9032 | 3.177 | 4.8831 | 2.7508 | 4.9422
TSO | - | 38 | 22 | 2020 | Summer | P, [%] | Expected | - | 19.62% | 17.62% | 19.72% | 8.459% | 9.257% | 15.95% | 31.55% | 18.41% | 7.593% | 5.144% | 20.1% | 15.76% | 23.6% | 30.12% | 58.82% | 51.39% | 32.54% | 31.39% | 33.03% | 19.03% | 31.77% | 48.83% | 27.51% | 49.42%
TSO | - | 22 | 38 | 2020 | Summer | Q, [MVAr] | Expected | - | -1.6316 | -2.797 | -1.524 | -0.7321 | -0.92943 | -0.7222 | -1.9748 | -2.6899 | -5.1441 | -7.4139 | -5.1165 | -6.7956 | -6.4042 | -6.2728 | -6.1915 | -5.4123 | -5.1585 | -4.9492 | -1.0167 | -1.8802 | -1.9635 | -1.0422 | -1.577 | -2.0463
TSO | - | 22 | 38 | 2020 | Summer | Q, [%] | Expected | - | 16.32% | 27.97% | 15.24% | 7.321% | 9.294% | 7.222% | 19.75% | 26.9% | 51.44% | 74.14% | 51.17% | 67.96% | 64.04% | 62.73% | 61.92% | 54.12% | 51.59% | 49.49% | 10.17% | 18.8% | 19.64% | 10.42% | 15.77% | 20.46%
TSO | - | 38 | 22 | 2020 | Summer | Q, [MVAr] | Expected | - | 1.6335 | 2.8002 | 1.5257 | 0.73245 | 0.92991 | 0.72306 | 1.9789 | 2.6932 | 5.1523 | 7.4304 | 5.1257 | 6.8101 | 6.418 | 6.2873 | 6.2131 | 5.4289 | 5.1696 | 4.9594 | 1.0204 | 1.8823 | 1.9677 | 1.0497 | 1.58 | 2.0547
TSO | - | 38 | 22 | 2020 | Summer | Q, [%] | Expected | - | 0.16335 | 0.28002 | 0.15257 | 0.073245 | 0.092991 | 0.072306 | 0.19789 | 0.26932 | 0.51523 | 0.74304 | 0.51257 | 0.68101 | 0.6418 | 0.62873 | 0.62131 | 0.54289 | 0.51696 | 0.49594 | 0.10204 | 0.18823 | 0.19677 | 0.10497 | 0.158 | 0.20547
TSO | - | 22 | 38 | 2020 | Summer | S, [MVA] | Expected | - | 2.5505 | 3.3047 | 2.4911 | 1.1185 | 1.3115 | 1.7502 | 3.7202 | 3.2607 | 5.2006 | 7.431 | 5.4992 | 6.974 | 6.8222 | 6.9545 | 8.5303 | 7.4563 | 6.0951 | 5.8572 | 3.4535 | 2.6743 | 3.7324 | 4.9883 | 3.1691 | 5.344
TSO | - | 22 | 38 | 2020 | Summer | S, [%] | Expected | - | 25.51% | 33.05% | 24.91% | 11.19% | 13.12% | 17.5% | 37.2% | 32.61% | 52.01% | 74.31% | 54.99% | 69.74% | 68.22% | 69.55% | 85.3% | 74.56% | 60.95% | 58.57% | 34.54% | 26.74% | 37.32% | 49.88% | 31.69% | 53.44%
TSO | - | 38 | 22 | 2020 | Summer | S, [MVA] | Expected | - | 2.5527 | 3.3085 | 2.4931 | 1.1189 | 1.3121 | 1.7511 | 3.7246 | 3.2622 | 5.2079 | 7.4481 | 5.5055 | 6.9902 | 6.8383 | 6.9716 | 8.5557 | 7.4758 | 6.1083 | 5.8694 | 3.4569 | 2.6768 | 3.737 | 4.9946 | 3.1723 | 5.3523
TSO | - | 38 | 22 | 2020 | Summer | S, [%] | Expected | - | 25.53% | 33.09% | 24.93% | 11.19% | 13.12% | 17.51% | 37.25% | 32.62% | 52.08% | 74.48% | 55.06% | 69.9% | 68.38% | 69.72% | 85.56% | 74.76% | 61.08% | 58.69% | 34.57% | 26.77% | 37.37% | 49.95% | 31.72% | 53.52%
TSO | - | 11 | 41 | 2020 | Summer | P, [MW] | Expected | - | 6.052 | 5.9912 | 5.0771 | 5.0322 | 4.981 | 5.1928 | 6.779 | 7.734 | 8.0122 | 7.9184 | 7.6761 | 8.4299 | 8.4121 | 8.4632 | 8.1547 | 7.8476 | 7.6906 | 7.72 | 7.7721 | 8.1514 | 8.2757 | 8.4621 | 7.6893 | 6.4731
TSO | - | 11 | 41 | 2020 | Summer | P, [%] | Expected | - | 8.646% | 8.559% | 7.253% | 7.189% | 7.116% | 7.418% | 9.684% | 11.05% | 11.45% | 11.31% | 10.97% | 12.04% | 12.02% | 12.09% | 11.65% | 11.21% | 10.99% | 11.03% | 11.1% | 11.64% | 11.82% | 12.09% | 10.98% | 9.247%
TSO | - | 41 | 11 | 2020 | Summer | P, [MW] | Expected | - | -6.052 | -5.9912 | -5.0771 | -5.0322 | -4.981 | -5.1928 | -6.779 | -7.734 | -8.0122 | -7.9184 | -7.6761 | -8.4299 | -8.4121 | -8.4632 | -8.1547 | -7.8476 | -7.6906 | -7.72 | -7.7721 | -8.1514 | -8.2757 | -8.4621 | -7.6893 | -6.4731
TSO | - | 41 | 11 | 2020 | Summer | P, [%] | Expected | - | 8.646% | 8.559% | 7.253% | 7.189% | 7.116% | 7.418% | 9.684% | 11.05% | 11.45% | 11.31% | 10.97% | 12.04% | 12.02% | 12.09% | 11.65% | 11.21% | 10.99% | 11.03% | 11.1% | 11.64% | 11.82% | 12.09% | 10.98% | 9.247%
TSO | - | 11 | 41 | 2020 | Summer | Q, [MVAr] | Expected | - | -2.1074 | -2.2674 | -2.6256 | -2.6578 | -2.6228 | -2.845 | -1.3568 | 0.94164 | 1.5166 | 1.7765 | 1.2496 | 2.1671 | 2.6329 | 2.4406 | 1.8363 | 0.91448 | 1.0764 | 1.1006 | 0.60919 | 0.41451 | 0.36518 | 0.30469 | -0.57829 | -1.3938
TSO | - | 11 | 41 | 2020 | Summer | Q, [%] | Expected | - | 3.011% | 3.239% | 3.751% | 3.797% | 3.747% | 4.064% | 1.938% | 1.345% | 2.167% | 2.538% | 1.785% | 3.096% | 3.761% | 3.487% | 2.623% | 1.306% | 1.538% | 1.572% | 0.8703% | 0.5922% | 0.5217% | 0.4353% | 0.8261% | 1.991%
TSO | - | 41 | 11 | 2020 | Summer | Q, [MVAr] | Expected | - | 2.4184 | 2.5745 | 2.8695 | 2.8984 | 2.859 | 3.1035 | 1.7201 | -0.47894 | -1.0211 | -1.2989 | -0.80053 | -1.6202 | -2.0711 | -1.8788 | -1.3297 | -0.45416 | -0.63667 | -0.65716 | -0.15066 | 0.086012 | 0.15268 | 0.23655 | 1.0283 | 1.7261
TSO | - | 41 | 11 | 2020 | Summer | Q, [%] | Expected | - | 0.034549 | 0.036778 | 0.040992 | 0.041406 | 0.040843 | 0.044336 | 0.024573 | 0.006842 | 0.014588 | 0.018556 | 0.011436 | 0.023145 | 0.029587 | 0.02684 | 0.018996 | 0.0064879 | 0.0090952 | 0.009388 | 0.0021523 | 0.0012287 | 0.0021812 | 0.0033792 | 0.014691 | 0.024658
TSO | - | 11 | 41 | 2020 | Summer | S, [MVA] | Expected | - | 6.4084 | 6.4059 | 5.7159 | 5.691 | 5.6293 | 5.9211 | 6.9135 | 7.7911 | 8.1544 | 8.1152 | 7.7771 | 8.704 | 8.8145 | 8.8081 | 8.3589 | 7.9007 | 7.7656 | 7.798 | 7.796 | 8.1619 | 8.2838 | 8.4676 | 7.7111 | 6.6214
TSO | - | 11 | 41 | 2020 | Summer | S, [%] | Expected | - | 9.155% | 9.151% | 8.166% | 8.13% | 8.042% | 8.459% | 9.876% | 11.13% | 11.65% | 11.59% | 11.11% | 12.43% | 12.59% | 12.58% | 11.94% | 11.29% | 11.09% | 11.14% | 11.14% | 11.66% | 11.83% | 12.1% | 11.02% | 9.459%
TSO | - | 41 | 11 | 2020 | Summer | S, [MVA] | Expected | - | 6.5173 | 6.5209 | 5.8319 | 5.8073 | 5.7432 | 6.0496 | 6.9939 | 7.7488 | 8.077 | 8.0242 | 7.7177 | 8.5842 | 8.6633 | 8.6693 | 8.2624 | 7.8607 | 7.7169 | 7.7479 | 7.7736 | 8.1518 | 8.2772 | 8.4654 | 7.7578 | 6.6992
TSO | - | 41 | 11 | 2020 | Summer | S, [%] | Expected | - | 9.31% | 9.316% | 8.331% | 8.296% | 8.205% | 8.642% | 9.991% | 11.07% | 11.54% | 11.46% | 11.03% | 12.26% | 12.38% | 12.38% | 11.8% | 11.23% | 11.02% | 11.07% | 11.11% | 11.65% | 11.82% | 12.09% | 11.08% | 9.57%
TSO | - | 41 | 42 | 2020 | Summer | P, [MW] | Expected | - | 6.0476 | 6.0458 | 4.8541 | 5.0908 | 4.96 | 5.1366 | 6.7337 | 7.6494 | 8.012 | 8.3227 | 7.8147 | 8.4336 | 8.3721 | 8.4006 | 7.7257 | 7.5703 | 7.3448 | 7.3733 | 7.4203 | 8.1031 | 8.038 | 8.4312 | 8.0868 | 6.6414
TSO | - | 41 | 42 | 2020 | Summer | P, [%] | Expected | - | 12.1% | 12.09% | 9.708% | 10.18% | 9.92% | 10.27% | 13.47% | 15.3% | 16.02% | 16.65% | 15.63% | 16.87% | 16.74% | 16.8% | 15.45% | 15.14% | 14.69% | 14.75% | 14.84% | 16.21% | 16.08% | 16.86% | 16.17% | 13.28%
TSO | - | 42 | 41 | 2020 | Summer | P, [MW] | Expected | - | -5.9684 | -5.9656 | -4.7982 | -5.0309 | -4.9036 | -5.076 | -6.6384 | -7.5152 | -7.8642 | -8.1599 | -7.6735 | -8.2603 | -8.195 | -8.2246 | -7.5842 | -7.4428 | -7.2273 | -7.257 | -7.3024 | -7.9612 | -7.8999 | -8.2808 | -7.9511 | -6.5503
TSO | - | 42 | 41 | 2020 | Summer | P, [%] | Expected | - | 11.94% | 11.93% | 9.596% | 10.06% | 9.807% | 10.15% | 13.28% | 15.03% | 15.73% | 16.32% | 15.35% | 16.52% | 16.39% | 16.45% | 15.17% | 14.89% | 14.45% | 14.51% | 14.6% | 15.92% | 15.8% | 16.56% | 15.9% | 13.1%
TSO | - | 41 | 42 | 2020 | Summer | Q, [MVAr] | Expected | - | -1.5972 | -1.8963 | -2.1598 | -2.117 | -1.9822 | -2.1642 | -1.0489 | 2.1159 | 2.4896 | 3.1827 | 2.5803 | 3.6559 | 3.9418 | 3.8231 | 3.0457 | 2.1457 | 1.9054 | 1.6137 | 1.0723 | 1.5768 | 1.2243 | 1.0006 | 0.50873 | -0.63652
TSO | - | 41 | 42 | 2020 | Summer | Q, [%] | Expected | - | 3.194% | 3.793% | 4.32% | 4.234% | 3.964% | 4.328% | 2.098% | 4.232% | 4.979% | 6.365% | 5.161% | 7.312% | 7.884% | 7.646% | 6.091% | 4.291% | 3.811% | 3.227% | 2.145% | 3.154% | 2.449% | 2.001% | 1.017% | 1.273%
TSO | - | 42 | 41 | 2020 | Summer | Q, [MVAr] | Expected | - | 1.7318 | 2.0326 | 2.2549 | 2.2189 | 2.0782 | 2.2673 | 1.211 | -1.8877 | -2.2384 | -2.9059 | -2.3403 | -3.3612 | -3.6406 | -3.5238 | -2.8052 | -1.9289 | -1.7056 | -1.4159 | -0.87183 | -1.3355 | -0.98947 | -0.74474 | -0.27799 | 0.79142
TSO | - | 42 | 41 | 2020 | Summer | Q, [%] | Expected | - | 0.034636 | 0.040652 | 0.045098 | 0.044378 | 0.041564 | 0.045346 | 0.024219 | 0.037755 | 0.044768 | 0.058119 | 0.046807 | 0.067225 | 0.072812 | 0.070476 | 0.056104 | 0.038578 | 0.034112 | 0.028317 | 0.017437 | 0.026711 | 0.019789 | 0.014895 | 0.0055598 | 0.015828
TSO | - | 41 | 42 | 2020 | Summer | S, [MVA] | Expected | - | 6.2549 | 6.3362 | 5.3129 | 5.5135 | 5.3414 | 5.5739 | 6.8149 | 7.9366 | 8.3899 | 8.9104 | 8.2296 | 9.1919 | 9.2537 | 9.2296 | 8.3044 | 7.8685 | 7.5879 | 7.5478 | 7.4974 | 8.2551 | 8.1307 | 8.4904 | 8.1028 | 6.6719
TSO | - | 41 | 42 | 2020 | Summer | S, [%] | Expected | - | 12.51% | 12.67% | 10.63% | 11.03% | 10.68% | 11.15% | 13.63% | 15.87% | 16.78% | 17.82% | 16.46% | 18.38% | 18.51% | 18.46% | 16.61% | 15.74% | 15.18% | 15.1% | 14.99% | 16.51% | 16.26% | 16.98% | 16.21% | 13.34%
TSO | - | 42 | 41 | 2020 | Summer | S, [MVA] | Expected | - | 6.2146 | 6.3024 | 5.3016 | 5.4985 | 5.3258 | 5.5593 | 6.7479 | 7.7487 | 8.1766 | 8.6619 | 8.0225 | 8.918 | 8.9673 | 8.9477 | 8.0864 | 7.6887 | 7.4258 | 7.3938 | 7.3543 | 8.0725 | 7.9616 | 8.3142 | 7.956 | 6.598
TSO | - | 42 | 41 | 2020 | Summer | S, [%] | Expected | - | 12.43% | 12.6% | 10.6% | 11% | 10.65% | 11.12% | 13.5% | 15.5% | 16.35% | 17.32% | 16.04% | 17.84% | 17.93% | 17.9% | 16.17% | 15.38% | 14.85% | 14.79% | 14.71% | 16.14% | 15.92% | 16.63% | 15.91% | 13.2%
TSO | - | 41 | 43 | 2020 | Summer | P, [MW] | Expected | - | -7.6506 | -7.5711 | -6.2702 | -6.5755 | -6.4158 | -6.4232 | -8.6135 | -10.0651 | -10.6128 | -11.0239 | -10.7047 | -11.6102 | -11.5848 | -11.4751 | -10.622 | -10.2133 | -10.1844 | -10.2233 | -10.2029 | -10.7056 | -10.8693 | -11.1161 | -10.4552 | -8.6628
TSO | - | 41 | 43 | 2020 | Summer | P, [%] | Expected | - | 15.3% | 15.14% | 12.54% | 13.15% | 12.83% | 12.85% | 17.23% | 20.13% | 21.23% | 22.05% | 21.41% | 23.22% | 23.17% | 22.95% | 21.24% | 20.43% | 20.37% | 20.45% | 20.41% | 21.41% | 21.74% | 22.23% | 20.91% | 17.33%
TSO | - | 43 | 41 | 2020 | Summer | P, [MW] | Expected | - | 7.6506 | 7.5711 | 6.2702 | 6.5755 | 6.4158 | 6.4232 | 8.6135 | 10.0651 | 10.6128 | 11.0239 | 10.7047 | 11.6102 | 11.5848 | 11.4751 | 10.622 | 10.2133 | 10.1844 | 10.2233 | 10.2029 | 10.7056 | 10.8693 | 11.1161 | 10.4552 | 8.6628
TSO | - | 43 | 41 | 2020 | Summer | P, [%] | Expected | - | 15.3% | 15.14% | 12.54% | 13.15% | 12.83% | 12.85% | 17.23% | 20.13% | 21.23% | 22.05% | 21.41% | 23.22% | 23.17% | 22.95% | 21.24% | 20.43% | 20.37% | 20.45% | 20.41% | 21.41% | 21.74% | 22.23% | 20.91% | 17.33%
TSO | - | 41 | 43 | 2020 | Summer | Q, [MVAr] | Expected | - | 3.3951 | 3.5812 | 3.877 | 3.9879 | 3.9439 | 4.1873 | 2.509 | -0.45579 | -1.1571 | -1.4603 | -0.80946 | -1.8689 | -2.457 | -2.2206 | -1.5535 | -0.37081 | -0.58468 | -0.61188 | 0.035589 | 0.33902 | 0.44824 | 0.55941 | 1.6157 | 2.5542
TSO | - | 41 | 43 | 2020 | Summer | Q, [%] | Expected | - | 6.79% | 7.162% | 7.754% | 7.976% | 7.888% | 8.375% | 5.018% | 0.9116% | 2.314% | 2.921% | 1.619% | 3.738% | 4.914% | 4.441% | 3.107% | 0.7416% | 1.169% | 1.224% | 0.07118% | 0.678% | 0.8965% | 1.119% | 3.231% | 5.108%
TSO | - | 43 | 41 | 2020 | Summer | Q, [MVAr] | Expected | - | -3.1129 | -3.3026 | -3.6626 | -3.7558 | -3.7205 | -3.9588 | -2.1802 | 0.88609 | 1.6333 | 1.9648 | 1.2874 | 2.4335 | 3.0345 | 2.7824 | 2.0239 | 0.79883 | 1.0074 | 1.0381 | 0.39891 | 0.1363 | 0.043812 | -0.04477 | -1.1553 | -2.222
TSO | - | 43 | 41 | 2020 | Summer | Q, [%] | Expected | - | 0.062258 | 0.066051 | 0.073253 | 0.075116 | 0.074411 | 0.079177 | 0.043604 | 0.017722 | 0.032665 | 0.039296 | 0.025748 | 0.048669 | 0.060689 | 0.055648 | 0.040479 | 0.015977 | 0.020147 | 0.020763 | 0.0079782 | 0.002726 | 0.00087624 | 0.0008954 | 0.023107 | 0.04444
TSO | - | 41 | 43 | 2020 | Summer | S, [MVA] | Expected | - | 8.3701 | 8.3754 | 7.372 | 7.6903 | 7.5311 | 7.6675 | 8.9715 | 10.0754 | 10.6757 | 11.1202 | 10.7353 | 11.7596 | 11.8425 | 11.688 | 10.735 | 10.22 | 10.2012 | 10.2416 | 10.203 | 10.711 | 10.8786 | 11.1301 | 10.5794 | 9.0315
TSO | - | 41 | 43 | 2020 | Summer | S, [%] | Expected | - | 16.74% | 16.75% | 14.74% | 15.38% | 15.06% | 15.33% | 17.94% | 20.15% | 21.35% | 22.24% | 21.47% | 23.52% | 23.68% | 23.38% | 21.47% | 20.44% | 20.4% | 20.48% | 20.41% | 21.42% | 21.76% | 22.26% | 21.16% | 18.06%
TSO | - | 43 | 41 | 2020 | Summer | S, [MVA] | Expected | - | 8.2597 | 8.2601 | 7.2616 | 7.5726 | 7.4165 | 7.5452 | 8.8851 | 10.104 | 10.7377 | 11.1976 | 10.7819 | 11.8625 | 11.9756 | 11.8077 | 10.8131 | 10.2445 | 10.2341 | 10.2759 | 10.2107 | 10.7065 | 10.8694 | 11.1161 | 10.5189 | 8.9433
TSO | - | 43 | 41 | 2020 | Summer | S, [%] | Expected | - | 16.52% | 16.52% | 14.52% | 15.15% | 14.83% | 15.09% | 17.77% | 20.21% | 21.48% | 22.4% | 21.56% | 23.72% | 23.95% | 23.62% | 21.63% | 20.49% | 20.47% | 20.55% | 20.42% | 21.41% | 21.74% | 22.23% | 21.04% | 17.89%
TSO | - | 38 | 44 | 2020 | Summer | P, [MW] | Expected | - | -10.6791 | -12.2424 | -11.2424 | -9.0831 | -9.7381 | -8.8916 | -9.3575 | -7.4118 | -9.3481 | -12.48 | -11.1951 | -9.3838 | -13.9914 | -16.271 | -16.1663 | -15.3793 | -15.2524 | -15.719 | -10.7206 | -11.1296 | -12.1956 | -14.0729 | -15.4446 | -13.0397
TSO | - | 38 | 44 | 2020 | Summer | P, [%] | Expected | - | 21.36% | 24.48% | 22.48% | 18.17% | 19.48% | 17.78% | 18.72% | 14.82% | 18.7% | 24.96% | 22.39% | 18.77% | 27.98% | 32.54% | 32.33% | 30.76% | 30.5% | 31.44% | 21.44% | 22.26% | 24.39% | 28.15% | 30.89% | 26.08%
TSO | - | 44 | 38 | 2020 | Summer | P, [MW] | Expected | - | 10.7121 | 12.2858 | 11.278 | 9.1063 | 9.7648 | 8.914 | 9.3825 | 7.4352 | 9.3767 | 12.5276 | 11.2375 | 9.4106 | 14.0494 | 16.3481 | 16.2421 | 15.4485 | 15.3211 | 15.7919 | 10.7601 | 11.17 | 12.2415 | 14.1329 | 15.5155 | 13.0886
TSO | - | 44 | 38 | 2020 | Summer | P, [%] | Expected | - | 21.42% | 24.57% | 22.56% | 18.21% | 19.53% | 17.83% | 18.77% | 14.87% | 18.75% | 25.06% | 22.47% | 18.82% | 28.1% | 32.7% | 32.48% | 30.9% | 30.64% | 31.58% | 21.52% | 22.34% | 24.48% | 28.27% | 31.03% | 26.18%
TSO | - | 38 | 44 | 2020 | Summer | Q, [MVAr] | Expected | - | -1.0899 | -1.5244 | -0.35178 | 0.67084 | 0.81558 | 1.5278 | -0.22051 | -4.9345 | -3.2629 | -2.9665 | -4.3625 | -2.168 | -2.0913 | -0.78625 | -1.0437 | -0.98944 | -1.9099 | -1.9963 | -4.3853 | -3.6665 | -2.6798 | -2.4172 | -1.7738 | -0.47104
TSO | - | 38 | 44 | 2020 | Summer | Q, [%] | Expected | - | 2.18% | 3.049% | 0.7036% | 1.342% | 1.631% | 3.056% | 0.441% | 9.869% | 6.526% | 5.933% | 8.725% | 4.336% | 4.183% | 1.572% | 2.087% | 1.979% | 3.82% | 3.993% | 8.771% | 7.333% | 5.36% | 4.834% | 3.548% | 0.9421%
TSO | - | 44 | 38 | 2020 | Summer | Q, [MVAr] | Expected | - | 0.95454 | 1.4091 | 0.21784 | -0.83233 | -0.96967 | -1.6937 | 0.067974 | 4.7869 | 3.1237 | 2.8628 | 4.2512 | 2.0225 | 2.0086 | 0.7429 | 0.99617 | 0.93015 | 1.8492 | 1.9442 | 4.269 | 3.5514 | 2.5765 | 2.3416 | 1.7192 | 0.36803
TSO | - | 44 | 38 | 2020 | Summer | Q, [%] | Expected | - | 0.019091 | 0.028183 | 0.0043568 | 0.016647 | 0.019393 | 0.033874 | 0.0013595 | 0.095739 | 0.062475 | 0.057255 | 0.085024 | 0.04045 | 0.040172 | 0.014858 | 0.019923 | 0.018603 | 0.036983 | 0.038884 | 0.08538 | 0.071027 | 0.05153 | 0.046833 | 0.034384 | 0.0073607
TSO | - | 38 | 44 | 2020 | Summer | S, [MVA] | Expected | - | 10.7346 | 12.3369 | 11.2479 | 9.1079 | 9.7722 | 9.0219 | 9.3601 | 8.9042 | 9.9012 | 12.8277 | 12.0151 | 9.631 | 14.1468 | 16.2899 | 16.1999 | 15.4111 | 15.3715 | 15.8452 | 11.5828 | 11.718 | 12.4865 | 14.279 | 15.5461 | 13.0482
TSO | - | 38 | 44 | 2020 | Summer | S, [%] | Expected | - | 21.47% | 24.67% | 22.5% | 18.22% | 19.54% | 18.04% | 18.72% | 17.81% | 19.8% | 25.66% | 24.03% | 19.26% | 28.29% | 32.58% | 32.4% | 30.82% | 30.74% | 31.69% | 23.17% | 23.44% | 24.97% | 28.56% | 31.09% | 26.1%
TSO | - | 44 | 38 | 2020 | Summer | S, [MVA] | Expected | - | 10.7546 | 12.3663 | 11.2801 | 9.1442 | 9.8128 | 9.0735 | 9.3828 | 8.8429 | 9.8834 | 12.8505 | 12.0147 | 9.6255 | 14.1922 | 16.365 | 16.2726 | 15.4764 | 15.4322 | 15.9112 | 11.576 | 11.7209 | 12.5097 | 14.3256 | 15.6104 | 13.0937
TSO | - | 44 | 38 | 2020 | Summer | S, [%] | Expected | - | 21.51% | 24.73% | 22.56% | 18.29% | 19.63% | 18.15% | 18.77% | 17.69% | 19.77% | 25.7% | 24.03% | 19.25% | 28.38% | 32.73% | 32.55% | 30.95% | 30.86% | 31.82% | 23.15% | 23.44% | 25.02% | 28.65% | 31.22% | 26.19%
TSO | - | 15 | 45 | 2020 | Summer | P, [MW] | Expected | - | 18.51 | 19.6218 | 18.303 | 15.997 | 16.8593 | 15.6956 | 17.4593 | 16.6899 | 19.1448 | 22.6781 | 22.1974 | 21.6459 | 22.3919 | 27.6025 | 26.9525 | 25.8404 | 26.1988 | 26.1638 | 20.0331 | 20.7778 | 21.9116 | 24.4646 | 23.9441 | 20.7729
TSO | - | 15 | 45 | 2020 | Summer | P, [%] | Expected | - | 37.02% | 39.24% | 36.61% | 31.99% | 33.72% | 31.39% | 34.92% | 33.38% | 38.29% | 45.36% | 44.39% | 43.29% | 44.78% | 55.21% | 53.91% | 51.68% | 52.4% | 52.33% | 40.07% | 41.56% | 43.82% | 48.93% | 47.89% | 41.55%
TSO | - | 45 | 15 | 2020 | Summer | P, [MW] | Expected | - | -18.51 | -19.6218 | -18.303 | -15.997 | -16.8593 | -15.6956 | -17.4593 | -16.6899 | -19.1448 | -22.6781 | -22.1974 | -21.6459 | -22.3919 | -27.6025 | -26.9525 | -25.8404 | -26.1988 | -26.1638 | -20.0331 | -20.7778 | -21.9116 | -24.4646 | -23.9441 | -20.7729
TSO | - | 45 | 15 | 2020 | Summer | P, [%] | Expected | - | 37.02% | 39.24% | 36.61% | 31.99% | 33.72% | 31.39% | 34.92% | 33.38% | 38.29% | 45.36% | 44.39% | 43.29% | 44.78% | 55.21% | 53.91% | 51.68% | 52.4% | 52.33% | 40.07% | 41.56% | 43.82% | 48.93% | 47.89% | 41.55%
TSO | - | 15 | 45 | 2020 | Summer | Q, [MVAr] | Expected | - | 0.76868 | 0.99084 | -0.32062 | -1.6469 | -1.512 | -2.9493 | -0.51857 | 5.5034 | 4.9618 | 4.8916 | 5.6343 | 4.4804 | 4.1042 | 3.8216 | 3.8799 | 2.6364 | 4.1323 | 3.7959 | 5.3481 | 4.7888 | 3.9103 | 3.6067 | 2.2764 | -0.36189
TSO | - | 15 | 45 | 2020 | Summer | Q, [%] | Expected | - | 1.537% | 1.982% | 0.6412% | 3.294% | 3.024% | 5.899% | 1.037% | 11.01% | 9.924% | 9.783% | 11.27% | 8.961% | 8.208% | 7.643% | 7.76% | 5.273% | 8.265% | 7.592% | 10.7% | 9.578% | 7.821% | 7.213% | 4.553% | 0.7238%
TSO | - | 45 | 15 | 2020 | Summer | Q, [MVAr] | Expected | - | -0.42474 | -0.60689 | 0.65205 | 1.9023 | 1.7948 | 3.1992 | 0.82523 | -5.1892 | -4.5683 | -4.3596 | -5.1098 | -3.9948 | -3.5901 | -3.0521 | -3.1498 | -1.9622 | -3.4359 | -3.1031 | -4.915 | -4.3312 | -3.4091 | -2.991 | -1.693 | 0.79589
TSO | - | 45 | 15 | 2020 | Summer | Q, [%] | Expected | - | 0.0084948 | 0.012138 | 0.013041 | 0.038045 | 0.035896 | 0.063985 | 0.016505 | 0.10378 | 0.091366 | 0.087192 | 0.1022 | 0.079896 | 0.071801 | 0.061043 | 0.062997 | 0.039243 | 0.068719 | 0.062062 | 0.0983 | 0.086624 | 0.068181 | 0.05982 | 0.033859 | 0.015918
TSO | - | 15 | 45 | 2020 | Summer | S, [MVA] | Expected | - | 18.5259 | 19.6468 | 18.3058 | 16.0815 | 16.927 | 15.9703 | 17.467 | 17.5739 | 19.7774 | 23.1997 | 22.9013 | 22.1048 | 22.7649 | 27.8658 | 27.2303 | 25.9745 | 26.5227 | 26.4378 | 20.7346 | 21.3225 | 22.2578 | 24.729 | 24.0521 | 20.776
TSO | - | 15 | 45 | 2020 | Summer | S, [%] | Expected | - | 37.05% | 39.29% | 36.61% | 32.16% | 33.85% | 31.94% | 34.93% | 35.15% | 39.55% | 46.4% | 45.8% | 44.21% | 45.53% | 55.73% | 54.46% | 51.95% | 53.05% | 52.88% | 41.47% | 42.65% | 44.52% | 49.46% | 48.1% | 41.55%
TSO | - | 45 | 15 | 2020 | Summer | S, [MVA] | Expected | - | 18.5149 | 19.6312 | 18.3146 | 16.1097 | 16.9546 | 16.0184 | 17.4788 | 17.478 | 19.6823 | 23.0934 | 22.7779 | 22.0115 | 22.6779 | 27.7707 | 27.1359 | 25.9148 | 26.4232 | 26.3472 | 20.6272 | 21.2244 | 22.1752 | 24.6467 | 24.0039 | 20.7881
TSO | - | 45 | 15 | 2020 | Summer | S, [%] | Expected | - | 37.03% | 39.26% | 36.63% | 32.22% | 33.91% | 32.04% | 34.96% | 34.96% | 39.36% | 46.19% | 45.56% | 44.02% | 45.36% | 55.54% | 54.27% | 51.83% | 52.85% | 52.69% | 41.25% | 42.45% | 44.35% | 49.29% | 48.01% | 41.58%
TSO | - | 14 | 46 | 2020 | Summer | P, [MW] | Expected | - | 14.2176 | 14.6403 | 11.7559 | 9.0783 | 11.0379 | 9.0615 | 13.9819 | 12.6652 | 13.7286 | 20.3898 | 18.6927 | 21.5461 | 26.6363 | 33.8532 | 34.049 | 31.7071 | 30.5856 | 30.5874 | 22.8183 | 23.0323 | 27.5315 | 30.9063 | 29.2812 | 27.423
TSO | - | 14 | 46 | 2020 | Summer | P, [%] | Expected | - | 28.44% | 29.28% | 23.51% | 18.16% | 22.08% | 18.12% | 27.96% | 25.33% | 27.46% | 40.78% | 37.39% | 43.09% | 53.27% | 67.71% | 68.1% | 63.41% | 61.17% | 61.17% | 45.64% | 46.06% | 55.06% | 61.81% | 58.56% | 54.85%
TSO | - | 46 | 14 | 2020 | Summer | P, [MW] | Expected | - | -14.2176 | -14.6403 | -11.7559 | -9.0783 | -11.0379 | -9.0615 | -13.9819 | -12.6652 | -13.7286 | -20.3898 | -18.6927 | -21.5461 | -26.6363 | -33.8532 | -34.049 | -31.7071 | -30.5856 | -30.5874 | -22.8183 | -23.0323 | -27.5315 | -30.9063 | -29.2812 | -27.423
TSO | - | 46 | 14 | 2020 | Summer | P, [%] | Expected | - | 28.44% | 29.28% | 23.51% | 18.16% | 22.08% | 18.12% | 27.96% | 25.33% | 27.46% | 40.78% | 37.39% | 43.09% | 53.27% | 67.71% | 68.1% | 63.41% | 61.17% | 61.17% | 45.64% | 46.06% | 55.06% | 61.81% | 58.56% | 54.85%
TSO | - | 14 | 46 | 2020 | Summer | Q, [MVAr] | Expected | - | -4.4377 | -4.6431 | -6.4792 | -8.8481 | -8.6631 | -10.6796 | -6.7611 | 2.024 | 5.038 | 8.4722 | 7.6117 | 7.7669 | 7.7338 | 6.8132 | 5.8639 | 3.4379 | 4.8747 | 4.465 | 2.789 | 2.2691 | 1.2046 | 0.74546 | -0.41635 | -3.3521
TSO | - | 14 | 46 | 2020 | Summer | Q, [%] | Expected | - | 8.875% | 9.286% | 12.96% | 17.7% | 17.33% | 21.36% | 13.52% | 4.048% | 10.08% | 16.94% | 15.22% | 15.53% | 15.47% | 13.63% | 11.73% | 6.876% | 9.749% | 8.93% | 5.578% | 4.538% | 2.409% | 1.491% | 0.8327% | 6.704%
TSO | - | 46 | 14 | 2020 | Summer | Q, [MVAr] | Expected | - | 4.5987 | 4.813 | 6.608 | 8.9625 | 8.8034 | 10.8178 | 6.9358 | -1.9027 | -4.8842 | -8.1293 | -7.3189 | -7.398 | -7.1928 | -5.9727 | -5.0256 | -2.7122 | -4.1959 | -3.7884 | -2.4029 | -1.8782 | -0.64814 | -0.046876 | 1.0448 | 3.9079
TSO | - | 46 | 14 | 2020 | Summer | Q, [%] | Expected | - | 0.091974 | 0.096259 | 0.13216 | 0.17925 | 0.17607 | 0.21636 | 0.13872 | 0.038055 | 0.097684 | 0.16259 | 0.14638 | 0.14796 | 0.14386 | 0.11945 | 0.10051 | 0.054243 | 0.083917 | 0.075768 | 0.048057 | 0.037565 | 0.012963 | 0.00093752 | 0.020896 | 0.078159
TSO | - | 14 | 46 | 2020 | Summer | S, [MVA] | Expected | - | 14.8941 | 15.3589 | 13.4232 | 12.6769 | 14.0316 | 14.0059 | 15.5308 | 12.8259 | 14.6239 | 22.0799 | 20.183 | 22.9033 | 27.7364 | 34.532 | 34.5502 | 31.893 | 30.9717 | 30.9116 | 22.9882 | 23.1438 | 27.5579 | 30.9153 | 29.2841 | 27.6271
TSO | - | 14 | 46 | 2020 | Summer | S, [%] | Expected | - | 29.79% | 30.72% | 26.85% | 25.35% | 28.06% | 28.01% | 31.06% | 25.65% | 29.25% | 44.16% | 40.37% | 45.81% | 55.47% | 69.06% | 69.1% | 63.79% | 61.94% | 61.82% | 45.98% | 46.29% | 55.12% | 61.83% | 58.57% | 55.25%
TSO | - | 46 | 14 | 2020 | Summer | S, [MVA] | Expected | - | 14.9428 | 15.4111 | 13.4858 | 12.757 | 14.1186 | 14.1115 | 15.6076 | 12.8074 | 14.5716 | 21.9506 | 20.0745 | 22.7808 | 27.5904 | 34.3761 | 34.4178 | 31.8229 | 30.8721 | 30.8211 | 22.9445 | 23.1088 | 27.5392 | 30.9064 | 29.2998 | 27.7
TSO | - | 46 | 14 | 2020 | Summer | S, [%] | Expected | - | 29.89% | 30.82% | 26.97% | 25.51% | 28.24% | 28.22% | 31.22% | 25.61% | 29.14% | 43.9% | 40.15% | 45.56% | 55.18% | 68.75% | 68.84% | 63.65% | 61.74% | 61.64% | 45.89% | 46.22% | 55.08% | 61.81% | 58.6% | 55.4%
TSO | - | 46 | 47 | 2020 | Summer | P, [MW] | Expected | - | 14.2176 | 14.6403 | 11.7559 | 9.0783 | 11.0379 | 9.0615 | 13.9819 | 12.6652 | 13.7286 | 20.3898 | 18.6927 | 21.5461 | 26.6363 | 33.8532 | 34.049 | 31.7071 | 30.5856 | 30.5874 | 22.8183 | 23.0323 | 27.5315 | 30.9063 | 29.2812 | 27.423
TSO | - | 46 | 47 | 2020 | Summer | P, [%] | Expected | - | 28.44% | 29.28% | 23.51% | 18.16% | 22.08% | 18.12% | 27.96% | 25.33% | 27.46% | 40.78% | 37.39% | 43.09% | 53.27% | 67.71% | 68.1% | 63.41% | 61.17% | 61.17% | 45.64% | 46.06% | 55.06% | 61.81% | 58.56% | 54.85%
TSO | - | 47 | 46 | 2020 | Summer | P, [MW] | Expected | - | -14.1676 | -14.5875 | -11.7161 | -9.0432 | -10.9947 | -9.019 | -13.9277 | -12.6271 | -13.6801 | -20.2819 | -18.6006 | -21.4301 | -26.4665 | -33.5898 | -33.7863 | -31.4798 | -30.3729 | -30.3754 | -22.6973 | -22.9099 | -27.3573 | -30.6877 | -29.0846 | -27.2493
TSO | - | 47 | 46 | 2020 | Summer | P, [%] | Expected | - | 28.34% | 29.17% | 23.43% | 18.09% | 21.99% | 18.04% | 27.86% | 25.25% | 27.36% | 40.56% | 37.2% | 42.86% | 52.93% | 67.18% | 67.57% | 62.96% | 60.75% | 60.75% | 45.39% | 45.82% | 54.71% | 61.38% | 58.17% | 54.5%
TSO | - | 46 | 47 | 2020 | Summer | Q, [MVAr] | Expected | - | -4.5987 | -4.813 | -6.608 | -8.9625 | -8.8034 | -10.8178 | -6.9358 | 1.9027 | 4.8842 | 8.1293 | 7.3189 | 7.398 | 7.1928 | 5.9727 | 5.0256 | 2.7122 | 4.1959 | 3.7884 | 2.4029 | 1.8782 | 0.64814 | 0.046876 | -1.0448 | -3.9079
TSO | - | 46 | 47 | 2020 | Summer | Q, [%] | Expected | - | 9.197% | 9.626% | 13.22% | 17.92% | 17.61% | 21.64% | 13.87% | 3.805% | 9.768% | 16.26% | 14.64% | 14.8% | 14.39% | 11.95% | 10.05% | 5.424% | 8.392% | 7.577% | 4.806% | 3.756% | 1.296% | 0.09375% | 2.09% | 7.816%
TSO | - | 47 | 46 | 2020 | Summer | Q, [MVAr] | Expected | - | 4.4204 | 4.6404 | 6.393 | 8.7304 | 8.5957 | 10.6025 | 6.7676 | -2.1069 | -5.0635 | -8.1376 | -7.3672 | -7.3829 | -7.0182 | -5.5208 | -4.5777 | -2.3654 | -3.894 | -3.4888 | -2.3637 | -1.8354 | -0.45151 | 0.2801 | 1.3066 | 4.0978
TSO | - | 47 | 46 | 2020 | Summer | Q, [%] | Expected | - | 0.088408 | 0.092807 | 0.12786 | 0.17461 | 0.17191 | 0.21205 | 0.13535 | 0.042137 | 0.10127 | 0.16275 | 0.14734 | 0.14766 | 0.14036 | 0.11042 | 0.091555 | 0.047308 | 0.077881 | 0.069776 | 0.047273 | 0.036708 | 0.0090303 | 0.005602 | 0.026132 | 0.081956
TSO | - | 46 | 47 | 2020 | Summer | S, [MVA] | Expected | - | 14.9428 | 15.4111 | 13.4858 | 12.757 | 14.1186 | 14.1115 | 15.6076 | 12.8074 | 14.5716 | 21.9506 | 20.0745 | 22.7808 | 27.5904 | 34.3761 | 34.4178 | 31.8229 | 30.8721 | 30.8211 | 22.9445 | 23.1088 | 27.5392 | 30.9064 | 29.2998 | 27.7
TSO | - | 46 | 47 | 2020 | Summer | S, [%] | Expected | - | 29.89% | 30.82% | 26.97% | 25.51% | 28.24% | 28.22% | 31.22% | 25.61% | 29.14% | 43.9% | 40.15% | 45.56% | 55.18% | 68.75% | 68.84% | 63.65% | 61.74% | 61.64% | 45.89% | 46.22% | 55.08% | 61.81% | 58.6% | 55.4%
TSO | - | 47 | 46 | 2020 | Summer | S, [MVA] | Expected | - | 14.8412 | 15.3077 | 13.3468 | 12.5697 | 13.956 | 13.9196 | 15.4849 | 12.8017 | 14.5872 | 21.8535 | 20.0064 | 22.6662 | 27.3812 | 34.0405 | 34.095 | 31.5686 | 30.6215 | 30.5751 | 22.8201 | 22.9833 | 27.3611 | 30.689 | 29.1139 | 27.5557
TSO | - | 47 | 46 | 2020 | Summer | S, [%] | Expected | - | 29.68% | 30.62% | 26.69% | 25.14% | 27.91% | 27.84% | 30.97% | 25.6% | 29.17% | 43.71% | 40.01% | 45.33% | 54.76% | 68.08% | 68.19% | 63.14% | 61.24% | 61.15% | 45.64% | 45.97% | 54.72% | 61.38% | 58.23% | 55.11%
TSO | - | 47 | 48 | 2020 | Summer | P, [MW] | Expected | - | 15.6649 | 22.7365 | 21.1141 | 19.2694 | 17.0666 | 20.0859 | 17.5051 | 17.4503 | 19.7533 | 17.6234 | 14.2865 | 14.2099 | 7.9762 | 3.743 | 5.2226 | 4.9861 | 5.5205 | 6.233 | 11.3259 | 9.0732 | 5.3975 | 4.5302 | 2.765 | -1.4292
TSO | - | 47 | 48 | 2020 | Summer | P, [%] | Expected | - | 31.33% | 45.47% | 42.23% | 38.54% | 34.13% | 40.17% | 35.01% | 34.9% | 39.51% | 35.25% | 28.57% | 28.42% | 15.95% | 7.486% | 10.45% | 9.972% | 11.04% | 12.47% | 22.65% | 18.15% | 10.79% | 9.06% | 5.53% | 2.858%
TSO | - | 48 | 47 | 2020 | Summer | P, [MW] | Expected | - | -15.621 | -22.6448 | -21.0362 | -19.2052 | -17.0158 | -20.0171 | -17.4505 | -17.3931 | -19.6815 | -17.5676 | -14.2491 | -14.1726 | -7.9617 | -3.7314 | -5.2129 | -4.9762 | -5.5062 | -6.2156 | -11.3012 | -9.0565 | -5.3883 | -4.5221 | -2.761 | 1.4318
TSO | - | 48 | 47 | 2020 | Summer | P, [%] | Expected | - | 31.24% | 45.29% | 42.07% | 38.41% | 34.03% | 40.03% | 34.9% | 34.79% | 39.36% | 35.14% | 28.5% | 28.35% | 15.92% | 7.463% | 10.43% | 9.952% | 11.01% | 12.43% | 22.6% | 18.11% | 10.78% | 9.044% | 5.522% | 2.864%
TSO | - | 47 | 48 | 2020 | Summer | Q, [MVAr] | Expected | - | 0.17962 | 0.95965 | 0.20701 | 0.86964 | 1.5043 | 0.99752 | 1.3324 | 2.2069 | 2.1635 | 0.23764 | -0.03281 | 2.4829 | 4.1182 | 7.1208 | 5.1777 | 5.4654 | 6.994 | 7.5888 | 2.4637 | 2.9354 | 4.5515 | 4.8199 | 3.7934 | 3.5022
TSO | - | 47 | 48 | 2020 | Summer | Q, [%] | Expected | - | 0.3592% | 1.919% | 0.414% | 1.739% | 3.009% | 1.995% | 2.665% | 4.414% | 4.327% | 0.4753% | 0.06562% | 4.966% | 8.236% | 14.24% | 10.36% | 10.93% | 13.99% | 15.18% | 4.927% | 5.871% | 9.103% | 9.64% | 7.587% | 7.004%
TSO | - | 48 | 47 | 2020 | Summer | Q, [MVAr] | Expected | - | -0.12352 | -0.84218 | -0.10726 | -0.78738 | -1.4393 | -0.90945 | -1.2626 | -2.1337 | -2.0716 | -0.16615 | 0.080696 | -2.4351 | -4.0996 | -7.1058 | -5.1653 | -5.4527 | -6.9758 | -7.5666 | -2.432 | -2.914 | -4.5398 | -4.8096 | -3.7882 | -3.4989
TSO | - | 48 | 47 | 2020 | Summer | Q, [%] | Expected | - | 0.0024703 | 0.016844 | 0.0021451 | 0.015748 | 0.028785 | 0.018189 | 0.025251 | 0.042674 | 0.041432 | 0.0033231 | 0.0016139 | 0.048701 | 0.081993 | 0.14212 | 0.10331 | 0.10905 | 0.13952 | 0.15133 | 0.04864 | 0.05828 | 0.090795 | 0.096192 | 0.075765 | 0.069978
TSO | - | 47 | 48 | 2020 | Summer | S, [MVA] | Expected | - | 15.6659 | 22.7568 | 21.1151 | 19.289 | 17.1328 | 20.1106 | 17.5557 | 17.5893 | 19.8714 | 17.625 | 14.2865 | 14.4252 | 8.9766 | 8.0446 | 7.3542 | 7.3981 | 8.9103 | 9.8204 | 11.5908 | 9.5363 | 7.0604 | 6.6147 | 4.6942 | 3.7826
TSO | - | 47 | 48 | 2020 | Summer | S, [%] | Expected | - | 31.33% | 45.51% | 42.23% | 38.58% | 34.27% | 40.22% | 35.11% | 35.18% | 39.74% | 35.25% | 28.57% | 28.85% | 17.95% | 16.09% | 14.71% | 14.8% | 17.82% | 19.64% | 23.18% | 19.07% | 14.12% | 13.23% | 9.388% | 7.565%
TSO | - | 48 | 47 | 2020 | Summer | S, [MVA] | Expected | - | 15.6215 | 22.6604 | 21.0365 | 19.2213 | 17.0766 | 20.0377 | 17.4961 | 17.5235 | 19.7902 | 17.5684 | 14.2493 | 14.3803 | 8.9553 | 8.026 | 7.3386 | 7.3821 | 8.8871 | 9.7922 | 11.5599 | 9.5138 | 7.0458 | 6.6017 | 4.6876 | 3.7805
TSO | - | 48 | 47 | 2020 | Summer | S, [%] | Expected | - | 31.24% | 45.32% | 42.07% | 38.44% | 34.15% | 40.08% | 34.99% | 35.05% | 39.58% | 35.14% | 28.5% | 28.76% | 17.91% | 16.05% | 14.68% | 14.76% | 17.77% | 19.58% | 23.12% | 19.03% | 14.09% | 13.2% | 9.375% | 7.561%
TSO | - | 48 | 49 | 2020 | Summer | P, [MW] | Expected | - | 2.4069 | 7.9717 | 6.3498 | 4.4923 | 3.9558 | 4.9794 | 2.0804 | 3.5396 | 4.3711 | 4.6054 | 2.2188 | 0.53085 | -2.4482 | -4.1984 | -4.6117 | -4.8628 | -3.4942 | -3.3158 | -1.0359 | -1.2172 | -3.1803 | -4.2525 | -3.3022 | -2.6927
TSO | - | 48 | 49 | 2020 | Summer | P, [%] | Expected | - | 4.814% | 15.94% | 12.7% | 8.985% | 7.912% | 9.959% | 4.161% | 7.079% | 8.742% | 9.211% | 4.438% | 1.062% | 4.896% | 8.397% | 9.223% | 9.726% | 6.988% | 6.632% | 2.072% | 2.434% | 6.361% | 8.505% | 6.604% | 5.385%
TSO | - | 49 | 48 | 2020 | Summer | P, [MW] | Expected | - | -2.3979 | -7.9124 | -6.3125 | -4.4691 | -3.937 | -4.9533 | -2.0683 | -3.5253 | -4.355 | -4.5828 | -2.2138 | -0.52826 | 2.4553 | 4.2133 | 4.6303 | 4.8825 | 3.5064 | 3.3254 | 1.0425 | 1.2216 | 3.1947 | 4.2757 | 3.3183 | 2.712
TSO | - | 49 | 48 | 2020 | Summer | P, [%] | Expected | - | 4.796% | 15.82% | 12.62% | 8.938% | 7.874% | 9.907% | 4.137% | 7.051% | 8.71% | 9.166% | 4.428% | 1.057% | 4.911% | 8.427% | 9.261% | 9.765% | 7.013% | 6.651% | 2.085% | 2.443% | 6.389% | 8.551% | 6.637% | 5.424%
TSO | - | 48 | 49 | 2020 | Summer | Q, [MVAr] | Expected | - | 2.0167 | 2.7407 | 2.1784 | 2.7217 | 2.5619 | 2.6486 | 2.9947 | 1.8346 | -0.46297 | -2.7051 | -1.2457 | -1.9267 | -1.8595 | -0.79797 | -1.3606 | -0.35385 | -1.8079 | -1.0223 | 2.3406 | 1.7192 | 2.3928 | 2.8228 | 2.6238 | 3.7511
TSO | - | 48 | 49 | 2020 | Summer | Q, [%] | Expected | - | 4.033% | 5.481% | 4.357% | 5.443% | 5.124% | 5.297% | 5.989% | 3.669% | 0.9259% | 5.41% | 2.491% | 3.853% | 3.719% | 1.596% | 2.721% | 0.7077% | 3.616% | 2.045% | 4.681% | 3.438% | 4.786% | 5.646% | 5.248% | 7.502%
TSO | - | 49 | 48 | 2020 | Summer | Q, [MVAr] | Expected | - | -2.487 | -3.1328 | -2.6129 | -3.1846 | -3.031 | -3.1144 | -3.463 | -2.2792 | 0.01256 | 2.2575 | 0.7795 | 1.4461 | 1.3849 | 0.33634 | 0.90093 | -0.099306 | 1.3409 | 0.55191 | -2.8013 | -2.1849 | -2.8425 | -3.2606 | -3.0734 | -4.203
TSO | - | 49 | 48 | 2020 | Summer | Q, [%] | Expected | - | 0.049739 | 0.062657 | 0.052257 | 0.063691 | 0.060619 | 0.062288 | 0.06926 | 0.045585 | 0.0002512 | 0.04515 | 0.01559 | 0.028922 | 0.027699 | 0.0067269 | 0.018019 | 0.0019861 | 0.026818 | 0.011038 | 0.056025 | 0.043699 | 0.056851 | 0.065212 | 0.061468 | 0.08406
TSO | - | 48 | 49 | 2020 | Summer | S, [MVA] | Expected | - | 3.1401 | 8.4297 | 6.713 | 5.2524 | 4.7129 | 5.64 | 3.6464 | 3.9868 | 4.3956 | 5.3411 | 2.5445 | 1.9985 | 3.0744 | 4.2736 | 4.8082 | 4.8757 | 3.9342 | 3.4698 | 2.5596 | 2.1064 | 3.9799 | 5.1041 | 4.2177 | 4.6175
TSO | - | 48 | 49 | 2020 | Summer | S, [%] | Expected | - | 6.28% | 16.86% | 13.43% | 10.5% | 9.426% | 11.28% | 7.293% | 7.974% | 8.791% | 10.68% | 5.089% | 3.997% | 6.149% | 8.547% | 9.616% | 9.751% | 7.868% | 6.94% | 5.119% | 4.213% | 7.96% | 10.21% | 8.435% | 9.235%
TSO | - | 49 | 48 | 2020 | Summer | S, [MVA] | Expected | - | 3.4547 | 8.51 | 6.8319 | 5.4877 | 4.9686 | 5.851 | 4.0337 | 4.1979 | 4.355 | 5.1087 | 2.347 | 1.5396 | 2.819 | 4.2267 | 4.7171 | 4.8835 | 3.754 | 3.3709 | 2.9889 | 2.5033 | 4.2762 | 5.3771 | 4.523 | 5.002
TSO | - | 49 | 48 | 2020 | Summer | S, [%] | Expected | - | 6.909% | 17.02% | 13.66% | 10.98% | 9.937% | 11.7% | 8.067% | 8.396% | 8.71% | 10.22% | 4.694% | 3.079% | 5.638% | 8.453% | 9.434% | 9.767% | 7.508% | 6.742% | 5.978% | 5.007% | 8.552% | 10.75% | 9.046% | 10%
TSO | - | 49 | 50 | 2020 | Summer | P, [MW] | Expected | - | 11.3375 | 8.4718 | 10.76 | 12.1599 | 12.1751 | 13.2585 | 11.8486 | 14.7736 | 15.1208 | 12.3078 | 14.5406 | 12.7048 | 11.3509 | 10.6291 | 8.2382 | 8.831 | 10.193 | 10.4573 | 10.8881 | 12.2167 | 11.1528 | 11.2203 | 10.8346 | 11.3998
TSO | - | 49 | 50 | 2020 | Summer | P, [%] | Expected | - | 22.68% | 16.94% | 21.52% | 24.32% | 24.35% | 26.52% | 23.7% | 29.55% | 30.24% | 24.62% | 29.08% | 25.41% | 22.7% | 21.26% | 16.48% | 17.66% | 20.39% | 20.91% | 21.78% | 24.43% | 22.31% | 22.44% | 21.67% | 22.8%
TSO | - | 50 | 49 | 2020 | Summer | P, [MW] | Expected | - | -11.2349 | -8.4078 | -10.6626 | -12.0441 | -12.0589 | -13.1197 | -11.7369 | -14.5698 | -14.9108 | -12.187 | -14.3479 | -12.5632 | -11.2321 | -10.5219 | -8.1835 | -8.7662 | -10.1104 | -10.3632 | -10.7362 | -12.0748 | -11.0295 | -11.1022 | -10.7243 | -11.2845
TSO | - | 50 | 49 | 2020 | Summer | P, [%] | Expected | - | 22.47% | 16.82% | 21.33% | 24.09% | 24.12% | 26.24% | 23.47% | 29.14% | 29.82% | 24.37% | 28.7% | 25.13% | 22.46% | 21.04% | 16.37% | 17.53% | 20.22% | 20.73% | 21.47% | 24.15% | 22.06% | 22.2% | 21.45% | 22.57%
TSO | - | 49 | 50 | 2020 | Summer | Q, [MVAr] | Expected | - | 0.17227 | -2.8132 | -2.7989 | -1.1364 | -1.153 | -2.3652 | 0.59786 | 5.2783 | 5.493 | 0.2751 | 5.1011 | 4.1659 | 4.6761 | 4.7691 | -1.4052 | 1.9476 | 0.98263 | 3.1427 | 8.1868 | 4.9964 | 5.1784 | 4.4165 | 4.316 | 3.7568
TSO | - | 49 | 50 | 2020 | Summer | Q, [%] | Expected | - | 0.3445% | 5.626% | 5.598% | 2.273% | 2.306% | 4.73% | 1.196% | 10.56% | 10.99% | 0.5502% | 10.2% | 8.332% | 9.352% | 9.538% | 2.81% | 3.895% | 1.965% | 6.285% | 16.37% | 9.993% | 10.36% | 8.833% | 8.632% | 7.514%
TSO | - | 50 | 49 | 2020 | Summer | Q, [MVAr] | Expected | - | -0.0082997 | 2.9154 | 2.9545 | 1.3215 | 1.3387 | 2.587 | -0.41929 | -4.9525 | -5.1573 | -0.082026 | -4.7931 | -3.9397 | -4.4862 | -4.5977 | 1.4926 | -1.8441 | -0.85066 | -2.9923 | -7.944 | -4.7696 | -4.9814 | -4.2278 | -4.1398 | -3.5725
TSO | - | 50 | 49 | 2020 | Summer | Q, [%] | Expected | - | 0.00016599 | 0.058308 | 0.05909 | 0.026429 | 0.026774 | 0.05174 | 0.0083857 | 0.099051 | 0.10315 | 0.0016405 | 0.095863 | 0.078793 | 0.089723 | 0.091954 | 0.029851 | 0.036883 | 0.017013 | 0.059846 | 0.15888 | 0.095392 | 0.099629 | 0.084556 | 0.082795 | 0.071449
TSO | - | 49 | 50 | 2020 | Summer | S, [MVA] | Expected | - | 11.3388 | 8.9267 | 11.118 | 12.2129 | 12.2296 | 13.4678 | 11.8637 | 15.6883 | 16.0876 | 12.3109 | 15.4094 | 13.3704 | 12.2764 | 11.65 | 8.3572 | 9.0432 | 10.2403 | 10.9193 | 13.6226 | 13.1989 | 12.2963 | 12.0582 | 11.6626 | 12.0028
TSO | - | 49 | 50 | 2020 | Summer | S, [%] | Expected | - | 22.68% | 17.85% | 22.24% | 24.43% | 24.46% | 26.94% | 23.73% | 31.38% | 32.18% | 24.62% | 30.82% | 26.74% | 24.55% | 23.3% | 16.71% | 18.09% | 20.48% | 21.84% | 27.25% | 26.4% | 24.59% | 24.12% | 23.33% | 24.01%
TSO | - | 50 | 49 | 2020 | Summer | S, [MVA] | Expected | - | 11.2349 | 8.8989 | 11.0644 | 12.1163 | 12.133 | 13.3723 | 11.7443 | 15.3885 | 15.7775 | 12.1873 | 15.1273 | 13.1664 | 12.0949 | 11.4825 | 8.3185 | 8.9581 | 10.1462 | 10.7865 | 13.3556 | 12.9827 | 12.1023 | 11.88 | 11.4956 | 11.8365
TSO | - | 50 | 49 | 2020 | Summer | S, [%] | Expected | - | 22.47% | 17.8% | 22.13% | 24.23% | 24.27% | 26.74% | 23.49% | 30.78% | 31.55% | 24.37% | 30.25% | 26.33% | 24.19% | 22.97% | 16.64% | 17.92% | 20.29% | 21.57% | 26.71% | 25.97% | 24.2% | 23.76% | 22.99% | 23.67%
TSO | - | 50 | 51 | 2020 | Summer | P, [MW] | Expected | - | -3.5711 | -5.333 | -2.7441 | -1.6522 | -1.5641 | -0.33338 | -2.9254 | -4.3614 | -5.5732 | -7.6016 | -6.0842 | -8.4612 | -9.0933 | -10.1965 | -10.7196 | -10.6431 | -8.9097 | -9.0692 | -8.5207 | -7.6372 | -8.7039 | -9.2532 | -7.8699 | -5.7063
TSO | - | 50 | 51 | 2020 | Summer | P, [%] | Expected | - | 7.142% | 10.67% | 5.488% | 3.304% | 3.128% | 0.6668% | 5.851% | 8.723% | 11.15% | 15.2% | 12.17% | 16.92% | 18.19% | 20.39% | 21.44% | 21.29% | 17.82% | 18.14% | 17.04% | 15.27% | 17.41% | 18.51% | 15.74% | 11.41%
TSO | - | 51 | 50 | 2020 | Summer | P, [MW] | Expected | - | 3.6161 | 5.4071 | 2.7878 | 1.6935 | 1.6047 | 0.38456 | 2.9897 | 4.3898 | 5.6603 | 7.7272 | 6.1722 | 8.6232 | 9.2604 | 10.3849 | 10.8875 | 10.8034 | 9.0371 | 9.2177 | 8.6279 | 7.7232 | 8.8174 | 9.386 | 7.9748 | 5.7756
TSO | - | 51 | 50 | 2020 | Summer | P, [%] | Expected | - | 7.232% | 10.81% | 5.576% | 3.387% | 3.209% | 0.7691% | 5.979% | 8.78% | 11.32% | 15.45% | 12.34% | 17.25% | 18.52% | 20.77% | 21.78% | 21.61% | 18.07% | 18.44% | 17.26% | 15.45% | 17.63% | 18.77% | 15.95% | 11.55%
TSO | - | 50 | 51 | 2020 | Summer | Q, [MVAr] | Expected | - | 4.3833 | 4.9596 | 4.9205 | 5.241 | 5.2238 | 6.163 | 6.1068 | 0.14003 | -5.3427 | -5.6055 | -4.8319 | -6.5603 | -6.0138 | -5.4648 | -2.8051 | -1.2184 | -3.5243 | -4.8827 | -0.36852 | 0.83211 | 1.4814 | 2.4778 | 3.2648 | 4.01
TSO | - | 50 | 51 | 2020 | Summer | Q, [%] | Expected | - | 8.767% | 9.919% | 9.841% | 10.48% | 10.45% | 12.33% | 12.21% | 0.2801% | 10.69% | 11.21% | 9.664% | 13.12% | 12.03% | 10.93% | 5.61% | 2.437% | 7.049% | 9.765% | 0.737% | 1.664% | 2.963% | 4.956% | 6.53% | 8.02%
TSO | - | 51 | 50 | 2020 | Summer | Q, [MVAr] | Expected | - | -4.3119 | -4.8419 | -4.8512 | -5.1756 | -5.1593 | -6.0817 | -6.0048 | -0.095005 | 5.4809 | 5.8048 | 4.9715 | 6.8175 | 6.279 | 5.7637 | 3.0716 | 1.4727 | 3.7266 | 5.1184 | 0.53869 | -0.69563 | -1.3013 | -2.2669 | -3.0983 | -3.9
TSO | - | 51 | 50 | 2020 | Summer | Q, [%] | Expected | - | 0.086239 | 0.096838 | 0.097023 | 0.10351 | 0.10319 | 0.12163 | 0.1201 | 0.0019001 | 0.10962 | 0.1161 | 0.09943 | 0.13635 | 0.12558 | 0.11527 | 0.061433 | 0.029453 | 0.074532 | 0.10237 | 0.010774 | 0.013913 | 0.026026 | 0.045339 | 0.061966 | 0.078
TSO | - | 50 | 51 | 2020 | Summer | S, [MVA] | Expected | - | 5.6539 | 7.2827 | 5.6339 | 5.4953 | 5.4529 | 6.172 | 6.7713 | 4.3637 | 7.7205 | 9.4449 | 7.7695 | 10.7065 | 10.9021 | 11.5686 | 11.0805 | 10.7127 | 9.5814 | 10.3001 | 8.5287 | 7.6824 | 8.8291 | 9.5792 | 8.5202 | 6.9743
TSO | - | 50 | 51 | 2020 | Summer | S, [%] | Expected | - | 11.31% | 14.57% | 11.27% | 10.99% | 10.91% | 12.34% | 13.54% | 8.727% | 15.44% | 18.89% | 15.54% | 21.41% | 21.8% | 23.14% | 22.16% | 21.43% | 19.16% | 20.6% | 17.06% | 15.36% | 17.66% | 19.16% | 17.04% | 13.95%
TSO | - | 51 | 50 | 2020 | Summer | S, [MVA] | Expected | - | 5.6275 | 7.2582 | 5.5951 | 5.4456 | 5.4031 | 6.0939 | 6.7078 | 4.3908 | 7.879 | 9.6646 | 7.9254 | 10.9926 | 11.1884 | 11.8771 | 11.3125 | 10.9033 | 9.7753 | 10.5435 | 8.6447 | 7.7545 | 8.9129 | 9.6559 | 8.5555 | 6.969
TSO | - | 51 | 50 | 2020 | Summer | S, [%] | Expected | - | 11.26% | 14.52% | 11.19% | 10.89% | 10.81% | 12.19% | 13.42% | 8.782% | 15.76% | 19.33% | 15.85% | 21.99% | 22.38% | 23.75% | 22.63% | 21.81% | 19.55% | 21.09% | 17.29% | 15.51% | 17.83% | 19.31% | 17.11% | 13.94%
TSO | - | 10 | 51 | 2020 | Summer | P, [MW] | Expected | - | 15.8361 | 17.5246 | 13.9427 | 13.4454 | 12.2447 | 12.2092 | 17.6543 | 21.8552 | 23.0217 | 25.8115 | 23.0643 | 26.4003 | 26.6821 | 28.1762 | 28.379 | 26.4399 | 24.9571 | 24.9501 | 24.3481 | 24.041 | 24.7358 | 25.3867 | 22.3897 | 19.7107
TSO | - | 10 | 51 | 2020 | Summer | P, [%] | Expected | - | 31.67% | 35.05% | 27.89% | 26.89% | 24.49% | 24.42% | 35.31% | 43.71% | 46.04% | 51.62% | 46.13% | 52.8% | 53.36% | 56.35% | 56.76% | 52.88% | 49.91% | 49.9% | 48.7% | 48.08% | 49.47% | 50.77% | 44.78% | 39.42%
TSO | - | 51 | 10 | 2020 | Summer | P, [MW] | Expected | - | -15.8361 | -17.5246 | -13.9427 | -13.4454 | -12.2447 | -12.2092 | -17.6543 | -21.8552 | -23.0217 | -25.8115 | -23.0643 | -26.4003 | -26.6821 | -28.1762 | -28.379 | -26.4399 | -24.9571 | -24.9501 | -24.3481 | -24.041 | -24.7358 | -25.3867 | -22.3897 | -19.7107
TSO | - | 51 | 10 | 2020 | Summer | P, [%] | Expected | - | 31.67% | 35.05% | 27.89% | 26.89% | 24.49% | 24.42% | 35.31% | 43.71% | 46.04% | 51.62% | 46.13% | 52.8% | 53.36% | 56.35% | 56.76% | 52.88% | 49.91% | 49.9% | 48.7% | 48.08% | 49.47% | 50.77% | 44.78% | 39.42%
TSO | - | 10 | 51 | 2020 | Summer | Q, [MVAr] | Expected | - | -7.7921 | -8.1461 | -9.5461 | -9.8764 | -10.274 | -10.2714 | -6.2747 | 3.5863 | 9.365 | 9.3665 | 8.18 | 12.0254 | 10.9486 | 10.6168 | 0.83208 | 3.1541 | 5.229 | 5.964 | 0.31309 | -0.27073 | -1.3798 | -2.8471 | -5.2237 | -7.0207
TSO | - | 10 | 51 | 2020 | Summer | Q, [%] | Expected | - | 15.58% | 16.29% | 19.09% | 19.75% | 20.55% | 20.54% | 12.55% | 7.173% | 18.73% | 18.73% | 16.36% | 24.05% | 21.9% | 21.23% | 1.664% | 6.308% | 10.46% | 11.93% | 0.6262% | 0.5415% | 2.76% | 5.694% | 10.45% | 14.04%
TSO | - | 51 | 10 | 2020 | Summer | Q, [MVAr] | Expected | - | 8.0219 | 8.4194 | 9.7537 | 10.0781 | 10.4593 | 10.4542 | 6.5348 | -3.2175 | -8.9259 | -8.8523 | -7.754 | -11.455 | -10.3865 | -10.0037 | -0.28913 | -2.6652 | -4.7866 | -5.5159 | 0.12381 | 0.69563 | 1.8313 | 3.3269 | 5.6158 | 7.345
TSO | - | 51 | 10 | 2020 | Summer | Q, [%] | Expected | - | 0.16044 | 0.16839 | 0.19507 | 0.20156 | 0.20919 | 0.20908 | 0.1307 | 0.06435 | 0.17852 | 0.17705 | 0.15508 | 0.2291 | 0.20773 | 0.20007 | 0.0057825 | 0.053303 | 0.095732 | 0.11032 | 0.0024761 | 0.013913 | 0.036626 | 0.066539 | 0.11232 | 0.1469
TSO | - | 10 | 51 | 2020 | Summer | S, [MVA] | Expected | - | 17.6493 | 19.3254 | 16.8976 | 16.683 | 15.984 | 15.9551 | 18.7362 | 22.1475 | 24.8536 | 27.4584 | 24.4719 | 29.0101 | 28.841 | 30.11 | 28.3912 | 26.6273 | 25.499 | 25.653 | 24.3501 | 24.0426 | 24.7743 | 25.5459 | 22.991 | 20.9238
TSO | - | 10 | 51 | 2020 | Summer | S, [%] | Expected | - | 35.3% | 38.65% | 33.8% | 33.37% | 31.97% | 31.91% | 37.47% | 44.29% | 49.71% | 54.92% | 48.94% | 58.02% | 57.68% | 60.22% | 56.78% | 53.25% | 51% | 51.31% | 48.7% | 48.09% | 49.55% | 51.09% | 45.98% | 41.85%
TSO | - | 51 | 10 | 2020 | Summer | S, [MVA] | Expected | - | 17.752 | 19.4422 | 17.0157 | 16.8032 | 16.1037 | 16.0735 | 18.8249 | 22.0908 | 24.6915 | 27.2873 | 24.3328 | 28.7783 | 28.6324 | 29.8993 | 28.3805 | 26.5739 | 25.4119 | 25.5525 | 24.3484 | 24.0511 | 24.8035 | 25.6038 | 23.0833 | 21.0348
TSO | - | 51 | 10 | 2020 | Summer | S, [%] | Expected | - | 35.5% | 38.88% | 34.03% | 33.61% | 32.21% | 32.15% | 37.65% | 44.18% | 49.38% | 54.57% | 48.67% | 57.56% | 57.26% | 59.8% | 56.76% | 53.15% | 50.82% | 51.11% | 48.7% | 48.1% | 49.61% | 51.21% | 46.17% | 42.07%
TSO | - | 13 | 49 | 2020 | Summer | P, [MW] | Expected | - | 12.4538 | 16.8013 | 12.8184 | 9.8105 | 10.3025 | 10.4404 | 13.55 | 12.9889 | 12.8765 | 18.5894 | 14.8334 | 17.7651 | 19.5612 | 21.4709 | 23.9639 | 21.3525 | 19.8347 | 19.9259 | 19.3966 | 17.6761 | 20.118 | 21.5473 | 19.3335 | 16.9835
TSO | - | 13 | 49 | 2020 | Summer | P, [%] | Expected | - | 24.91% | 33.6% | 25.64% | 19.62% | 20.6% | 20.88% | 27.1% | 25.98% | 25.75% | 37.18% | 29.67% | 35.53% | 39.12% | 42.94% | 47.93% | 42.7% | 39.67% | 39.85% | 38.79% | 35.35% | 40.24% | 43.09% | 38.67% | 33.97%
TSO | - | 49 | 13 | 2020 | Summer | P, [MW] | Expected | - | -12.4538 | -16.8013 | -12.8184 | -9.8105 | -10.3025 | -10.4404 | -13.55 | -12.9889 | -12.8765 | -18.5894 | -14.8334 | -17.7651 | -19.5612 | -21.4709 | -23.9639 | -21.3525 | -19.8347 | -19.9259 | -19.3966 | -17.6761 | -20.118 | -21.5473 | -19.3335 | -16.9835
TSO | - | 49 | 13 | 2020 | Summer | P, [%] | Expected | - | 24.91% | 33.6% | 25.64% | 19.62% | 20.6% | 20.88% | 27.1% | 25.98% | 25.75% | 37.18% | 29.67% | 35.53% | 39.12% | 42.94% | 47.93% | 42.7% | 39.67% | 39.85% | 38.79% | 35.35% | 40.24% | 43.09% | 38.67% | 33.97%
TSO | - | 13 | 49 | 2020 | Summer | Q, [MVAr] | Expected | - | -3.1418 | 0.30386 | -2.9026 | -5.7437 | -5.8316 | -6.7554 | -4.2845 | 3.721 | 8.5826 | 12.2302 | 8.6807 | 11.5772 | 10.7797 | 10.5033 | 8.3467 | 6.0401 | 7.9084 | 8.4816 | 4.1574 | 2.9627 | 2.4453 | 1.802 | 0.073326 | -2.9768
TSO | - | 13 | 49 | 2020 | Summer | Q, [%] | Expected | - | 6.284% | 0.6077% | 5.805% | 11.49% | 11.66% | 13.51% | 8.569% | 7.442% | 17.17% | 24.46% | 17.36% | 23.15% | 21.56% | 21.01% | 16.69% | 12.08% | 15.82% | 16.96% | 8.315% | 5.925% | 4.891% | 3.604% | 0.1467% | 5.954%
TSO | - | 49 | 13 | 2020 | Summer | Q, [MVAr] | Expected | - | 3.4597 | 0.23665 | 3.2308 | 5.9884 | 6.0971 | 7.0449 | 4.6734 | -3.3654 | -8.1336 | -11.3293 | -8.127 | -10.7624 | -9.8769 | -9.466 | -7.1781 | -5.1296 | -7.0756 | -7.6249 | -3.4003 | -2.3452 | -1.6534 | -0.90133 | 0.65037 | 3.5514
TSO | - | 49 | 13 | 2020 | Summer | Q, [%] | Expected | - | 0.069194 | 0.0047329 | 0.064616 | 0.11977 | 0.12194 | 0.1409 | 0.093468 | 0.067308 | 0.16267 | 0.22659 | 0.16254 | 0.21525 | 0.19754 | 0.18932 | 0.14356 | 0.10259 | 0.14151 | 0.1525 | 0.068007 | 0.046903 | 0.033068 | 0.018027 | 0.013007 | 0.071029
TSO | - | 13 | 49 | 2020 | Summer | S, [MVA] | Expected | - | 12.844 | 16.804 | 13.1429 | 11.3682 | 11.8384 | 12.4353 | 14.2112 | 13.5114 | 15.4747 | 22.2518 | 17.1868 | 21.2045 | 22.3348 | 23.9023 | 25.3759 | 22.1903 | 21.3531 | 21.6559 | 19.8372 | 17.9227 | 20.2661 | 21.6225 | 19.3337 | 17.2424
TSO | - | 13 | 49 | 2020 | Summer | S, [%] | Expected | - | 25.69% | 33.61% | 26.29% | 22.74% | 23.68% | 24.87% | 28.42% | 27.02% | 30.95% | 44.5% | 34.37% | 42.41% | 44.67% | 47.8% | 50.75% | 44.38% | 42.71% | 43.31% | 39.67% | 35.85% | 40.53% | 43.25% | 38.67% | 34.48%
TSO | - | 49 | 13 | 2020 | Summer | S, [MVA] | Expected | - | 12.9254 | 16.8029 | 13.2193 | 11.4937 | 11.9714 | 12.595 | 14.3333 | 13.4178 | 15.2302 | 21.7697 | 16.9139 | 20.7708 | 21.9133 | 23.465 | 25.0159 | 21.96 | 21.0589 | 21.3349 | 19.6924 | 17.831 | 20.1859 | 21.5662 | 19.3444 | 17.3508
TSO | - | 49 | 13 | 2020 | Summer | S, [%] | Expected | - | 25.85% | 33.61% | 26.44% | 22.99% | 23.94% | 25.19% | 28.67% | 26.84% | 30.46% | 43.54% | 33.83% | 41.54% | 43.83% | 46.93% | 50.03% | 43.92% | 42.12% | 42.67% | 39.38% | 35.66% | 40.37% | 43.13% | 38.69% | 34.7%
TSO | - | 29 | 52 | 2020 | Summer | P, [MW] | Expected | - | 6.7887 | 3.9987 | 6.027 | 4.4569 | 4.6733 | 4.6498 | 6.0584 | 11.3768 | 13.1776 | 13.7556 | 14.6337 | 14.8543 | 14.5422 | 15.8115 | 14.6877 | 13.252 | 13.5456 | 13.4044 | 12.5749 | 12.823 | 13.1559 | 15.4651 | 16.4003 | 11.8643
TSO | - | 29 | 52 | 2020 | Summer | P, [%] | Expected | - | 13.58% | 7.997% | 12.05% | 8.914% | 9.347% | 9.3% | 12.12% | 22.75% | 26.36% | 27.51% | 29.27% | 29.71% | 29.08% | 31.62% | 29.38% | 26.5% | 27.09% | 26.81% | 25.15% | 25.65% | 26.31% | 30.93% | 32.8% | 23.73%
TSO | - | 52 | 29 | 2020 | Summer | P, [MW] | Expected | - | -6.7061 | -3.9669 | -5.9693 | -4.4251 | -4.64 | -4.6183 | -5.997 | -11.1291 | -12.8802 | -13.4288 | -14.2572 | -14.4429 | -14.1493 | -15.3724 | -14.3078 | -12.9541 | -13.2499 | -13.1068 | -12.2903 | -12.5313 | -12.8588 | -15.0444 | -15.9301 | -11.61
TSO | - | 52 | 29 | 2020 | Summer | P, [%] | Expected | - | 13.41% | 7.934% | 11.94% | 8.85% | 9.28% | 9.237% | 11.99% | 22.26% | 25.76% | 26.86% | 28.51% | 28.89% | 28.3% | 30.74% | 28.62% | 25.91% | 26.5% | 26.21% | 24.58% | 25.06% | 25.72% | 30.09% | 31.86% | 23.22%
TSO | - | 29 | 52 | 2020 | Summer | Q, [MVAr] | Expected | - | 3.28 | 2.5022 | 2.0083 | 1.5374 | 1.224 | -0.80103 | 2.2441 | 6.5019 | 5.3154 | 5.9065 | 6.677 | 7.7769 | 7.5846 | 7.2434 | 6.7747 | 5.0785 | 4.3212 | 4.8178 | 6.3622 | 6.4008 | 5.8698 | 7.3756 | 7.5793 | 5.8388
TSO | - | 29 | 52 | 2020 | Summer | Q, [%] | Expected | - | 6.56% | 5.004% | 4.017% | 3.075% | 2.448% | 1.602% | 4.488% | 13% | 10.63% | 11.81% | 13.35% | 15.55% | 15.17% | 14.49% | 13.55% | 10.16% | 8.642% | 9.636% | 12.72% | 12.8% | 11.74% | 14.75% | 15.16% | 11.68%
TSO | - | 52 | 29 | 2020 | Summer | Q, [MVAr] | Expected | - | -3.1728 | -2.4609 | -1.9336 | -1.4962 | -1.1809 | 0.84189 | -2.1645 | -6.1808 | -4.9297 | -5.4827 | -6.1889 | -7.2434 | -7.075 | -6.674 | -6.282 | -4.6921 | -3.9378 | -4.4318 | -5.9931 | -6.0224 | -5.4845 | -6.83 | -6.9694 | -5.5089
TSO | - | 52 | 29 | 2020 | Summer | Q, [%] | Expected | - | 0.063456 | 0.049217 | 0.038671 | 0.029923 | 0.023617 | 0.016838 | 0.04329 | 0.12362 | 0.098594 | 0.10965 | 0.12378 | 0.14487 | 0.1415 | 0.13348 | 0.12564 | 0.093842 | 0.078756 | 0.088636 | 0.11986 | 0.12045 | 0.10969 | 0.1366 | 0.13939 | 0.11018
TSO | - | 29 | 52 | 2020 | Summer | S, [MVA] | Expected | - | 7.5396 | 4.7171 | 6.3528 | 4.7146 | 4.831 | 4.7183 | 6.4606 | 13.1037 | 14.2093 | 14.9701 | 16.085 | 16.7669 | 16.4013 | 17.3917 | 16.1748 | 14.1918 | 14.2182 | 14.244 | 14.0928 | 14.3318 | 14.406 | 17.1339 | 18.067 | 13.2232
TSO | - | 29 | 52 | 2020 | Summer | S, [%] | Expected | - | 15.08% | 9.434% | 12.71% | 9.429% | 9.662% | 9.437% | 12.92% | 26.21% | 28.42% | 29.94% | 32.17% | 33.53% | 32.8% | 34.78% | 32.35% | 28.38% | 28.44% | 28.49% | 28.19% | 28.66% | 28.81% | 34.27% | 36.13% | 26.45%
TSO | - | 52 | 29 | 2020 | Summer | S, [MVA] | Expected | - | 7.4188 | 4.6682 | 6.2747 | 4.6712 | 4.7879 | 4.6944 | 6.3757 | 12.7302 | 13.7913 | 14.5049 | 15.5426 | 16.1575 | 15.8195 | 16.7587 | 15.6262 | 13.7777 | 13.8227 | 13.8358 | 13.6736 | 13.9033 | 13.9796 | 16.5222 | 17.3879 | 12.8506
TSO | - | 52 | 29 | 2020 | Summer | S, [%] | Expected | - | 14.84% | 9.336% | 12.55% | 9.342% | 9.576% | 9.389% | 12.75% | 25.46% | 27.58% | 29.01% | 31.09% | 32.31% | 31.64% | 33.52% | 31.25% | 27.56% | 27.65% | 27.67% | 27.35% | 27.81% | 27.96% | 33.04% | 34.78% | 25.7%
TSO | - | 52 | 53 | 2020 | Summer | P, [MW] | Expected | - | 3.3248 | 0.97929 | 3.2092 | 1.7098 | 1.8826 | 2.0628 | 2.9058 | 7.3989 | 8.7499 | 9.1124 | 9.6149 | 9.6395 | 9.4149 | 10.4883 | 9.7587 | 8.3425 | 8.7888 | 8.5422 | 7.9803 | 8.2394 | 8.5773 | 10.4816 | 11.3874 | 7.6727
TSO | - | 52 | 53 | 2020 | Summer | P, [%] | Expected | - | 6.65% | 1.959% | 6.418% | 3.42% | 3.765% | 4.126% | 5.812% | 14.8% | 17.5% | 18.22% | 19.23% | 19.28% | 18.83% | 20.98% | 19.52% | 16.68% | 17.58% | 17.08% | 15.96% | 16.48% | 17.15% | 20.96% | 22.77% | 15.35%
TSO | - | 53 | 52 | 2020 | Summer | P, [MW] | Expected | - | -3.3073 | -0.97292 | -3.197 | -1.7047 | -1.878 | -2.0596 | -2.8937 | -7.3284 | -8.6706 | -9.0321 | -9.5208 | -9.5398 | -9.3216 | -10.379 | -9.6605 | -8.2743 | -8.7185 | -8.4735 | -7.9067 | -8.1634 | -8.4985 | -10.3631 | -11.2479 | -7.6026
TSO | - | 53 | 52 | 2020 | Summer | P, [%] | Expected | - | 6.615% | 1.946% | 6.394% | 3.409% | 3.756% | 4.119% | 5.787% | 14.66% | 17.34% | 18.06% | 19.04% | 19.08% | 18.64% | 20.76% | 19.32% | 16.55% | 17.44% | 16.95% | 15.81% | 16.33% | 17% | 20.73% | 22.5% | 15.21%
TSO | - | 52 | 53 | 2020 | Summer | Q, [MVAr] | Expected | - | 3.3163 | 2.7 | 2.3401 | 1.9027 | 1.5635 | 0.066806 | 2.5949 | 5.7025 | 4.4036 | 3.8566 | 4.6824 | 5.1869 | 4.875 | 4.7131 | 4.919 | 3.5443 | 2.9574 | 3.2601 | 5.2757 | 5.2333 | 4.9584 | 5.9691 | 6.3238 | 5.222
TSO | - | 52 | 53 | 2020 | Summer | Q, [%] | Expected | - | 6.633% | 5.4% | 4.68% | 3.805% | 3.127% | 0.1336% | 5.19% | 11.4% | 8.807% | 7.713% | 9.365% | 10.37% | 9.75% | 9.426% | 9.838% | 7.089% | 5.915% | 6.52% | 10.55% | 10.47% | 9.917% | 11.94% | 12.65% | 10.44%
TSO | - | 53 | 52 | 2020 | Summer | Q, [MVAr] | Expected | - | -3.2937 | -2.6918 | -2.3243 | -1.8962 | -1.5575 | -0.06265 | -2.5793 | -5.6115 | -4.3012 | -3.7528 | -4.5608 | -5.058 | -4.7545 | -4.5721 | -4.7922 | -3.4563 | -2.8666 | -3.1713 | -5.1806 | -5.1351 | -4.8566 | -5.8161 | -6.1437 | -5.1314
TSO | - | 53 | 52 | 2020 | Summer | Q, [%] | Expected | - | 0.065874 | 0.053835 | 0.046487 | 0.037924 | 0.031151 | 0.001253 | 0.051586 | 0.11223 | 0.086024 | 0.075056 | 0.091215 | 0.10116 | 0.095091 | 0.091442 | 0.095844 | 0.069125 | 0.057331 | 0.063427 | 0.10361 | 0.1027 | 0.097132 | 0.11632 | 0.12287 | 0.10263
TSO | - | 52 | 53 | 2020 | Summer | S, [MVA] | Expected | - | 4.696 | 2.8721 | 3.9717 | 2.558 | 2.4472 | 2.0639 | 3.8958 | 9.3414 | 9.7956 | 9.8949 | 10.6945 | 10.9464 | 10.6021 | 11.4986 | 10.9284 | 9.0641 | 9.273 | 9.1432 | 9.5665 | 9.7609 | 9.9074 | 12.0621 | 13.0255 | 9.2811
TSO | - | 52 | 53 | 2020 | Summer | S, [%] | Expected | - | 9.392% | 5.744% | 7.943% | 5.116% | 4.894% | 4.128% | 7.792% | 18.68% | 19.59% | 19.79% | 21.39% | 21.89% | 21.2% | 23% | 21.86% | 18.13% | 18.55% | 18.29% | 19.13% | 19.52% | 19.81% | 24.12% | 26.05% | 18.56%
TSO | - | 53 | 52 | 2020 | Summer | S, [MVA] | Expected | - | 4.6676 | 2.8622 | 3.9526 | 2.5498 | 2.4399 | 2.0606 | 3.8763 | 9.2301 | 9.6789 | 9.7807 | 10.5568 | 10.7977 | 10.4641 | 11.3414 | 10.7838 | 8.9672 | 9.1776 | 9.0476 | 9.4527 | 9.6442 | 9.7883 | 11.8836 | 12.8164 | 9.1722
TSO | - | 53 | 52 | 2020 | Summer | S, [%] | Expected | - | 9.335% | 5.724% | 7.905% | 5.1% | 4.88% | 4.121% | 7.753% | 18.46% | 19.36% | 19.56% | 21.11% | 21.6% | 20.93% | 22.68% | 21.57% | 17.93% | 18.36% | 18.1% | 18.91% | 19.29% | 19.58% | 23.77% | 25.63% | 18.34%
TSO | - | 53 | 54 | 2020 | Summer | P, [MW] | Expected | - | -1.9688 | -1.1288 | 0.36063 | -0.7008 | 1.2811 | 1.015 | -2.7743 | -5.106 | -6.6825 | -7.4135 | -6.8718 | -9.2253 | -8.7848 | -8.6545 | -8.6754 | -7.7127 | -6.9025 | -6.8512 | -7.0128 | -6.445 | -7.1403 | -8.6349 | -8.6961 | -6.411
TSO | - | 53 | 54 | 2020 | Summer | P, [%] | Expected | - | 3.938% | 2.258% | 0.7213% | 1.402% | 2.562% | 2.03% | 5.549% | 10.21% | 13.37% | 14.83% | 13.74% | 18.45% | 17.57% | 17.31% | 17.35% | 15.43% | 13.81% | 13.7% | 14.03% | 12.89% | 14.28% | 17.27% | 17.39% | 12.82%
TSO | - | 54 | 53 | 2020 | Summer | P, [MW] | Expected | - | 1.9769 | 1.1313 | -0.35921 | 0.70179 | -1.2779 | -1.012 | 2.7897 | 5.1671 | 6.7982 | 7.5634 | 6.9938 | 9.4564 | 8.9903 | 8.8517 | 8.8573 | 7.8527 | 7.019 | 6.9719 | 7.1136 | 6.531 | 7.2446 | 8.7915 | 8.8586 | 6.4965
TSO | - | 54 | 53 | 2020 | Summer | P, [%] | Expected | - | 3.954% | 2.263% | 0.7184% | 1.404% | 2.556% | 2.024% | 5.579% | 10.33% | 13.6% | 15.13% | 13.99% | 18.91% | 17.98% | 17.7% | 17.71% | 15.71% | 14.04% | 13.94% | 14.23% | 13.06% | 14.49% | 17.58% | 17.72% | 12.99%
TSO | - | 53 | 54 | 2020 | Summer | Q, [MVAr] | Expected | - | -0.49943 | -0.06686 | -0.77912 | 0.17204 | -0.16661 | 0.75231 | 0.16548 | -1.9747 | -3.285 | -4.1782 | -3.3703 | -4.942 | -4.5558 | -4.3934 | -3.4837 | -2.7506 | -2.9955 | -3.3804 | -0.68147 | -1.0718 | -0.66066 | -1.0804 | -1.4425 | -0.73066
TSO | - | 53 | 54 | 2020 | Summer | Q, [%] | Expected | - | 0.9989% | 0.1337% | 1.558% | 0.3441% | 0.3332% | 1.505% | 0.331% | 3.949% | 6.57% | 8.356% | 6.741% | 9.884% | 9.112% | 8.787% | 6.967% | 5.501% | 5.991% | 6.761% | 1.363% | 2.144% | 1.321% | 2.161% | 2.885% | 1.461%
TSO | - | 54 | 53 | 2020 | Summer | Q, [MVAr] | Expected | - | 0.50952 | 0.069892 | 0.78087 | -0.17081 | 0.17054 | -0.74862 | -0.14653 | 2.0502 | 3.4279 | 4.3635 | 3.521 | 5.2274 | 4.8098 | 4.637 | 3.7083 | 2.9236 | 3.1394 | 3.5295 | 0.80601 | 1.178 | 0.78952 | 1.2739 | 1.6434 | 0.83631
TSO | - | 54 | 53 | 2020 | Summer | Q, [%] | Expected | - | 0.01019 | 0.0013978 | 0.015617 | 0.0034162 | 0.0034107 | 0.014972 | 0.0029306 | 0.041004 | 0.068558 | 0.087269 | 0.07042 | 0.10455 | 0.096195 | 0.09274 | 0.074167 | 0.058473 | 0.062789 | 0.07059 | 0.01612 | 0.023559 | 0.01579 | 0.025478 | 0.032867 | 0.016726
TSO | - | 53 | 54 | 2020 | Summer | S, [MVA] | Expected | - | 2.0311 | 1.1308 | 0.85853 | 0.72161 | 1.2919 | 1.2634 | 2.7793 | 5.4745 | 7.4463 | 8.5099 | 7.6538 | 10.4657 | 9.8958 | 9.7058 | 9.3487 | 8.1885 | 7.5245 | 7.6398 | 7.0459 | 6.5335 | 7.1708 | 8.7022 | 8.8149 | 6.4525
TSO | - | 53 | 54 | 2020 | Summer | S, [%] | Expected | - | 4.062% | 2.262% | 1.717% | 1.443% | 2.584% | 2.527% | 5.559% | 10.95% | 14.89% | 17.02% | 15.31% | 20.93% | 19.79% | 19.41% | 18.7% | 16.38% | 15.05% | 15.28% | 14.09% | 13.07% | 14.34% | 17.4% | 17.63% | 12.9%
TSO | - | 54 | 53 | 2020 | Summer | S, [MVA] | Expected | - | 2.0415 | 1.1334 | 0.85953 | 0.72228 | 1.2893 | 1.2588 | 2.7935 | 5.5589 | 7.6135 | 8.7319 | 7.8301 | 10.805 | 10.1961 | 9.9927 | 9.6023 | 8.3793 | 7.6891 | 7.8144 | 7.1591 | 6.6363 | 7.2875 | 8.8833 | 9.0098 | 6.5501
TSO | - | 54 | 53 | 2020 | Summer | S, [%] | Expected | - | 4.083% | 2.267% | 1.719% | 1.445% | 2.579% | 2.518% | 5.587% | 11.12% | 15.23% | 17.46% | 15.66% | 21.61% | 20.39% | 19.99% | 19.2% | 16.76% | 15.38% | 15.63% | 14.32% | 13.27% | 14.58% | 17.77% | 18.02% | 13.1%
TSO | - | 54 | 55 | 2020 | Summer | P, [MW] | Expected | - | -1.9769 | -1.1313 | 0.35921 | -0.70179 | 1.2779 | 1.012 | -2.7897 | -5.1671 | -6.7982 | -7.5634 | -6.9938 | -9.4564 | -8.9903 | -8.8517 | -8.8573 | -7.8527 | -7.019 | -6.9719 | -7.1136 | -6.531 | -7.2446 | -8.7915 | -8.8586 | -6.4965
TSO | - | 54 | 55 | 2020 | Summer | P, [%] | Expected | - | 3.954% | 2.263% | 0.7184% | 1.404% | 2.556% | 2.024% | 5.579% | 10.33% | 13.6% | 15.13% | 13.99% | 18.91% | 17.98% | 17.7% | 17.71% | 15.71% | 14.04% | 13.94% | 14.23% | 13.06% | 14.49% | 17.58% | 17.72% | 12.99%
TSO | - | 55 | 54 | 2020 | Summer | P, [MW] | Expected | - | 1.9903 | 1.1372 | -0.35068 | 0.70529 | -1.2707 | -1.0095 | 2.8065 | 5.2364 | 6.9243 | 7.7245 | 7.1257 | 9.6962 | 9.2051 | 9.0578 | 9.0453 | 7.999 | 7.1445 | 7.1031 | 7.2136 | 6.6188 | 7.3478 | 8.9452 | 9.0197 | 6.5826
TSO | - | 55 | 54 | 2020 | Summer | P, [%] | Expected | - | 3.981% | 2.274% | 0.7014% | 1.411% | 2.541% | 2.019% | 5.613% | 10.47% | 13.85% | 15.45% | 14.25% | 19.39% | 18.41% | 18.12% | 18.09% | 16% | 14.29% | 14.21% | 14.43% | 13.24% | 14.7% | 17.89% | 18.04% | 13.17%
TSO | - | 54 | 55 | 2020 | Summer | Q, [MVAr] | Expected | - | -1.8689 | -1.4374 | -2.1646 | -1.2238 | -1.5678 | -0.65138 | -1.2224 | -3.3704 | -4.7251 | -5.6214 | -4.7884 | -6.4799 | -6.0772 | -5.9017 | -4.9893 | -4.2289 | -4.4474 | -4.8308 | -2.1167 | -2.4779 | -2.1111 | -2.5806 | -2.9554 | -2.1538
TSO | - | 54 | 55 | 2020 | Summer | Q, [%] | Expected | - | 3.738% | 2.875% | 4.329% | 2.448% | 3.136% | 1.303% | 2.445% | 6.741% | 9.45% | 11.24% | 9.577% | 12.96% | 12.15% | 11.8% | 9.979% | 8.458% | 8.895% | 9.662% | 4.233% | 4.956% | 4.222% | 5.161% | 5.911% | 4.308%
TSO | - | 55 | 54 | 2020 | Summer | Q, [MVAr] | Expected | - | 1.8864 | 1.4451 | 2.1758 | 1.2284 | 1.5773 | 0.65467 | 1.2443 | 3.4611 | 4.8901 | 5.8321 | 4.9608 | 6.7936 | 6.358 | 6.1713 | 5.2352 | 4.4203 | 4.6115 | 5.0023 | 2.2474 | 2.5927 | 2.246 | 2.7815 | 3.1661 | 2.2664
TSO | - | 55 | 54 | 2020 | Summer | Q, [%] | Expected | - | 0.037729 | 0.028903 | 0.043516 | 0.024567 | 0.031545 | 0.013093 | 0.024887 | 0.069223 | 0.097801 | 0.11664 | 0.099217 | 0.13587 | 0.12716 | 0.12343 | 0.1047 | 0.088406 | 0.092231 | 0.10005 | 0.044948 | 0.051855 | 0.044919 | 0.055631 | 0.063322 | 0.045328
TSO | - | 54 | 55 | 2020 | Summer | S, [MVA] | Expected | - | 2.7205 | 1.8292 | 2.1942 | 1.4107 | 2.0227 | 1.2035 | 3.0457 | 6.1691 | 8.279 | 9.4237 | 8.476 | 11.4635 | 10.8517 | 10.6387 | 10.1659 | 8.919 | 8.3094 | 8.482 | 7.4219 | 6.9852 | 7.5459 | 9.1624 | 9.3386 | 6.8442
TSO | - | 54 | 55 | 2020 | Summer | S, [%] | Expected | - | 5.441% | 3.658% | 4.388% | 2.821% | 4.045% | 2.407% | 6.091% | 12.34% | 16.56% | 18.85% | 16.95% | 22.93% | 21.7% | 21.28% | 20.33% | 17.84% | 16.62% | 16.96% | 14.84% | 13.97% | 15.09% | 18.32% | 18.68% | 13.69%
TSO | - | 55 | 54 | 2020 | Summer | S, [MVA] | Expected | - | 2.7422 | 1.8389 | 2.2039 | 1.4164 | 2.0255 | 1.2032 | 3.07 | 6.2769 | 8.477 | 9.6789 | 8.6825 | 11.8393 | 11.1874 | 10.9603 | 10.451 | 9.1391 | 8.5035 | 8.6877 | 7.5555 | 7.1085 | 7.6834 | 9.3677 | 9.5593 | 6.9618
TSO | - | 55 | 54 | 2020 | Summer | S, [%] | Expected | - | 5.484% | 3.678% | 4.408% | 2.833% | 4.051% | 2.406% | 6.14% | 12.55% | 16.95% | 19.36% | 17.36% | 23.68% | 22.37% | 21.92% | 20.9% | 18.28% | 17.01% | 17.38% | 15.11% | 14.22% | 15.37% | 18.74% | 19.12% | 13.92%
TSO | - | 11 | 43 | 2020 | Summer | P, [MW] | Expected | - | 8.9849 | 8.9037 | 7.9375 | 6.9089 | 7.0826 | 8.0903 | 9.948 | 10.7312 | 10.6128 | 9.0236 | 8.7041 | 9.943 | 9.918 | 10.4751 | 11.2886 | 10.88 | 10.1844 | 10.2233 | 10.5363 | 11.0388 | 11.2026 | 11.4494 | 9.4549 | 8.3295
TSO | - | 11 | 43 | 2020 | Summer | P, [%] | Expected | - | 17.97% | 17.81% | 15.87% | 13.82% | 14.17% | 16.18% | 19.9% | 21.46% | 21.23% | 18.05% | 17.41% | 19.89% | 19.84% | 20.95% | 22.58% | 21.76% | 20.37% | 20.45% | 21.07% | 22.08% | 22.41% | 22.9% | 18.91% | 16.66%
TSO | - | 43 | 11 | 2020 | Summer | P, [MW] | Expected | - | -8.9849 | -8.9037 | -7.9375 | -6.9089 | -7.0826 | -8.0903 | -9.948 | -10.7312 | -10.6128 | -9.0236 | -8.7041 | -9.943 | -9.918 | -10.4751 | -11.2886 | -10.88 | -10.1844 | -10.2233 | -10.5363 | -11.0388 | -11.2026 | -11.4494 | -9.4549 | -8.3295
TSO | - | 43 | 11 | 2020 | Summer | P, [%] | Expected | - | 17.97% | 17.81% | 15.87% | 13.82% | 14.17% | 16.18% | 19.9% | 21.46% | 21.23% | 18.05% | 17.41% | 19.89% | 19.84% | 20.95% | 22.58% | 21.76% | 20.37% | 20.45% | 21.07% | 22.08% | 22.41% | 22.9% | 18.91% | 16.66%
TSO | - | 11 | 43 | 2020 | Summer | Q, [MVAr] | Expected | - | -2.2494 | -2.5178 | -3.2429 | -3.1301 | -3.053 | -3.5338 | -1.1399 | 1.7625 | 2.5453 | 2.9832 | 2.2562 | 3.5595 | 4.2059 | 3.9291 | 3.034 | 1.867 | 2.1302 | 2.1623 | 1.4579 | 1.1716 | 1.1624 | 1.0822 | -0.13248 | -1.151
TSO | - | 11 | 43 | 2020 | Summer | Q, [%] | Expected | - | 4.499% | 5.036% | 6.486% | 6.26% | 6.106% | 7.068% | 2.28% | 3.525% | 5.091% | 5.966% | 4.512% | 7.119% | 8.412% | 7.858% | 6.068% | 3.734% | 4.26% | 4.325% | 2.916% | 2.343% | 2.325% | 2.164% | 0.265% | 2.302%
TSO | - | 43 | 11 | 2020 | Summer | Q, [MVAr] | Expected | - | 2.3821 | 2.6487 | 3.355 | 3.2174 | 3.1436 | 3.6511 | 1.2956 | -1.5784 | -2.364 | -2.8494 | -2.1336 | -3.395 | -4.0345 | -3.7439 | -2.8316 | -1.6834 | -1.9689 | -1.9997 | -1.2835 | -0.98245 | -0.96689 | -0.87831 | 0.27073 | 1.2605
TSO | - | 43 | 11 | 2020 | Summer | Q, [%] | Expected | - | 0.047642 | 0.052974 | 0.067099 | 0.064347 | 0.062872 | 0.073023 | 0.025911 | 0.031568 | 0.047281 | 0.056988 | 0.042672 | 0.0679 | 0.080689 | 0.074879 | 0.056633 | 0.033669 | 0.039378 | 0.039993 | 0.025671 | 0.019649 | 0.019338 | 0.017566 | 0.0054146 | 0.025209
TSO | - | 11 | 43 | 2020 | Summer | S, [MVA] | Expected | - | 9.2622 | 9.2529 | 8.5744 | 7.5849 | 7.7126 | 8.8284 | 10.013 | 10.875 | 10.9137 | 9.5039 | 8.9917 | 10.5609 | 10.7729 | 11.1877 | 11.6893 | 11.039 | 10.4048 | 10.4495 | 10.6367 | 11.1008 | 11.2627 | 11.5005 | 9.4559 | 8.4086
TSO | - | 11 | 43 | 2020 | Summer | S, [%] | Expected | - | 18.52% | 18.51% | 17.15% | 15.17% | 15.43% | 17.66% | 20.03% | 21.75% | 21.83% | 19.01% | 17.98% | 21.12% | 21.55% | 22.38% | 23.38% | 22.08% | 20.81% | 20.9% | 21.27% | 22.2% | 22.53% | 23% | 18.91% | 16.82%
TSO | - | 43 | 11 | 2020 | Summer | S, [MVA] | Expected | - | 9.2953 | 9.2893 | 8.6174 | 7.6213 | 7.7489 | 8.876 | 10.032 | 10.8467 | 10.8729 | 9.4628 | 8.9618 | 10.5066 | 10.7072 | 11.1241 | 11.6384 | 11.0095 | 10.373 | 10.4171 | 10.6142 | 11.0825 | 11.2442 | 11.4831 | 9.4588 | 8.4243
TSO | - | 43 | 11 | 2020 | Summer | S, [%] | Expected | - | 18.59% | 18.58% | 17.23% | 15.24% | 15.5% | 17.75% | 20.06% | 21.69% | 21.75% | 18.93% | 17.92% | 21.01% | 21.41% | 22.25% | 23.28% | 22.02% | 20.75% | 20.83% | 21.23% | 22.16% | 22.49% | 22.97% | 18.92% | 16.85%
TSO | - | 44 | 45 | 2020 | Summer | P, [MW] | Expected | - | -18.3039 | -19.3917 | -18.1047 | -15.8445 | -16.6904 | -15.5467 | -17.2759 | -16.5004 | -18.908 | -22.3584 | -21.882 | -21.3541 | -22.0831 | -27.1409 | -26.5145 | -25.4361 | -25.7809 | -25.7481 | -19.7724 | -20.5027 | -21.6106 | -24.0951 | -23.5943 | -20.5131
TSO | - | 44 | 45 | 2020 | Summer | P, [%] | Expected | - | 36.61% | 38.78% | 36.21% | 31.69% | 33.38% | 31.09% | 34.55% | 33% | 37.82% | 44.72% | 43.76% | 42.71% | 44.17% | 54.28% | 53.03% | 50.87% | 51.56% | 51.5% | 39.54% | 41.01% | 43.22% | 48.19% | 47.19% | 41.03%
TSO | - | 45 | 44 | 2020 | Summer | P, [MW] | Expected | - | 18.51 | 19.6218 | 18.303 | 15.997 | 16.8593 | 15.6956 | 17.4593 | 16.6899 | 19.1448 | 22.6781 | 22.1974 | 21.6459 | 22.3919 | 27.6025 | 26.9525 | 25.8404 | 26.1988 | 26.1638 | 20.0331 | 20.7778 | 21.9116 | 24.4646 | 23.9441 | 20.7729
TSO | - | 45 | 44 | 2020 | Summer | P, [%] | Expected | - | 37.02% | 39.24% | 36.61% | 31.99% | 33.72% | 31.39% | 34.92% | 33.38% | 38.29% | 45.36% | 44.39% | 43.29% | 44.78% | 55.21% | 53.91% | 51.68% | 52.4% | 52.33% | 40.07% | 41.56% | 43.82% | 48.93% | 47.89% | 41.55%
TSO | - | 44 | 45 | 2020 | Summer | Q, [MVAr] | Expected | - | -0.42512 | -0.56208 | 0.62922 | 1.7853 | 1.7108 | 3.0702 | 0.77909 | -5.2105 | -4.5002 | -4.1334 | -4.8865 | -3.8225 | -3.3851 | -2.5429 | -2.6903 | -1.5654 | -3.0139 | -2.6854 | -4.7984 | -4.1866 | -3.2118 | -2.6593 | -1.4016 | 0.90256
TSO | - | 44 | 45 | 2020 | Summer | Q, [%] | Expected | - | 0.8502% | 1.124% | 1.258% | 3.571% | 3.422% | 6.14% | 1.558% | 10.42% | 9% | 8.267% | 9.773% | 7.645% | 6.77% | 5.086% | 5.381% | 3.131% | 6.028% | 5.371% | 9.597% | 8.373% | 6.424% | 5.319% | 2.803% | 1.805%
TSO | - | 45 | 44 | 2020 | Summer | Q, [MVAr] | Expected | - | 0.42474 | 0.60689 | -0.65205 | -1.9023 | -1.7948 | -3.1992 | -0.82523 | 5.1892 | 4.5683 | 4.3596 | 5.1098 | 3.9948 | 3.5901 | 3.0521 | 3.1498 | 1.9622 | 3.4359 | 3.1031 | 4.915 | 4.3312 | 3.4091 | 2.991 | 1.693 | -0.79589
TSO | - | 45 | 44 | 2020 | Summer | Q, [%] | Expected | - | 0.0084948 | 0.012138 | 0.013041 | 0.038045 | 0.035896 | 0.063985 | 0.016505 | 0.10378 | 0.091366 | 0.087192 | 0.1022 | 0.079896 | 0.071801 | 0.061043 | 0.062997 | 0.039243 | 0.068719 | 0.062062 | 0.0983 | 0.086624 | 0.068181 | 0.05982 | 0.033859 | 0.015918
TSO | - | 44 | 45 | 2020 | Summer | S, [MVA] | Expected | - | 18.3088 | 19.3998 | 18.1156 | 15.9447 | 16.7778 | 15.847 | 17.2934 | 17.3036 | 19.4362 | 22.7373 | 22.421 | 21.6935 | 22.3411 | 27.2598 | 26.6506 | 25.4843 | 25.9565 | 25.8878 | 20.3464 | 20.9258 | 21.848 | 24.2414 | 23.6359 | 20.533
TSO | - | 44 | 45 | 2020 | Summer | S, [%] | Expected | - | 36.62% | 38.8% | 36.23% | 31.89% | 33.56% | 31.69% | 34.59% | 34.61% | 38.87% | 45.47% | 44.84% | 43.39% | 44.68% | 54.52% | 53.3% | 50.97% | 51.91% | 51.78% | 40.69% | 41.85% | 43.7% | 48.48% | 47.27% | 41.07%
TSO | - | 45 | 44 | 2020 | Summer | S, [MVA] | Expected | - | 18.5149 | 19.6312 | 18.3146 | 16.1097 | 16.9546 | 16.0184 | 17.4788 | 17.478 | 19.6823 | 23.0934 | 22.7779 | 22.0115 | 22.6779 | 27.7707 | 27.1359 | 25.9148 | 26.4232 | 26.3472 | 20.6272 | 21.2244 | 22.1752 | 24.6467 | 24.0039 | 20.7881
TSO | - | 45 | 44 | 2020 | Summer | S, [%] | Expected | - | 37.03% | 39.26% | 36.63% | 32.22% | 33.91% | 32.04% | 34.96% | 34.96% | 39.36% | 46.19% | 45.56% | 44.02% | 45.36% | 55.54% | 54.27% | 51.83% | 52.85% | 52.69% | 41.25% | 42.45% | 44.35% | 49.29% | 48.01% | 41.58%
TSO | - | 40 | 56 | 2020 | Summer | P, [MW] | Expected | - | 2.4378 | 1.7209 | 2.0716 | 2.0745 | 2.2828 | 2.6594 | 2.7659 | 2.7577 | 3.2496 | 2.9069 | 2.8608 | 2.916 | 2.734 | 2.5831 | 2.2077 | 2.2029 | 2.2974 | 2.337 | 2.4302 | 2.6317 | 2.3244 | 2.5758 | 2.1749 | 1.7804
TSO | - | 40 | 56 | 2020 | Summer | P, [%] | Expected | - | 24.38% | 17.21% | 20.72% | 20.74% | 22.83% | 26.59% | 27.66% | 27.58% | 32.5% | 29.07% | 28.61% | 29.16% | 27.34% | 25.83% | 22.08% | 22.03% | 22.97% | 23.37% | 24.3% | 26.32% | 23.24% | 25.76% | 21.75% | 17.8%
TSO | - | 56 | 40 | 2020 | Summer | P, [MW] | Expected | - | -2.4378 | -1.7209 | -2.0716 | -2.0745 | -2.2828 | -2.6594 | -2.7659 | -2.7577 | -3.2496 | -2.9069 | -2.8608 | -2.916 | -2.734 | -2.5831 | -2.2077 | -2.2029 | -2.2974 | -2.337 | -2.4302 | -2.6317 | -2.3244 | -2.5758 | -2.1749 | -1.7804
TSO | - | 56 | 40 | 2020 | Summer | P, [%] | Expected | - | 24.38% | 17.21% | 20.72% | 20.74% | 22.83% | 26.59% | 27.66% | 27.58% | 32.5% | 29.07% | 28.61% | 29.16% | 27.34% | 25.83% | 22.08% | 22.03% | 22.97% | 23.37% | 24.3% | 26.32% | 23.24% | 25.76% | 21.75% | 17.8%
TSO | - | 40 | 56 | 2020 | Summer | Q, [MVAr] | Expected | - | -0.65279 | -0.95648 | -0.96569 | -0.70053 | -0.65921 | -0.68731 | -0.21681 | 0.1971 | 0.16881 | 0.090642 | 0.068677 | 0.18833 | 0.55068 | 0.4962 | 0.34995 | 0.065723 | -0.17174 | -0.18744 | -0.035836 | 0.030793 | 0.019057 | 0.060729 | -0.10174 | -0.08133
TSO | - | 40 | 56 | 2020 | Summer | Q, [%] | Expected | - | 6.528% | 9.565% | 9.657% | 7.005% | 6.592% | 6.873% | 2.168% | 1.971% | 1.688% | 0.9064% | 0.6868% | 1.883% | 5.507% | 4.962% | 3.499% | 0.6572% | 1.717% | 1.874% | 0.3584% | 0.3079% | 0.1906% | 0.6073% | 1.017% | 0.8133%
TSO | - | 56 | 40 | 2020 | Summer | Q, [MVAr] | Expected | - | 0.72995 | 1.0032 | 1.0276 | 0.75661 | 0.72537 | 0.77424 | 0.31024 | -0.099351 | -0.034348 | 0.015201 | 0.03524 | -0.081232 | -0.45298 | -0.40927 | -0.28782 | -0.005121 | 0.23781 | 0.25577 | 0.11065 | 0.056781 | 0.049211 | 0.023198 | 0.16101 | 0.11994
TSO | - | 56 | 40 | 2020 | Summer | Q, [%] | Expected | - | 0.072995 | 0.10032 | 0.10276 | 0.075661 | 0.072537 | 0.077424 | 0.031024 | 0.0099351 | 0.0034348 | 0.0015201 | 0.003524 | 0.0081232 | 0.045298 | 0.040927 | 0.028782 | 0.0005121 | 0.023781 | 0.025577 | 0.011065 | 0.0056781 | 0.0049211 | 0.0023198 | 0.016101 | 0.011994
TSO | - | 40 | 56 | 2020 | Summer | S, [MVA] | Expected | - | 2.5237 | 1.9688 | 2.2857 | 2.1896 | 2.3761 | 2.7467 | 2.7744 | 2.7647 | 3.2539 | 2.9084 | 2.8616 | 2.922 | 2.7889 | 2.6303 | 2.2353 | 2.2039 | 2.3039 | 2.3445 | 2.4305 | 2.6318 | 2.3245 | 2.5765 | 2.1772 | 1.7822
TSO | - | 40 | 56 | 2020 | Summer | S, [%] | Expected | - | 25.24% | 19.69% | 22.86% | 21.9% | 23.76% | 27.47% | 27.74% | 27.65% | 32.54% | 29.08% | 28.62% | 29.22% | 27.89% | 26.3% | 22.35% | 22.04% | 23.04% | 23.44% | 24.3% | 26.32% | 23.25% | 25.76% | 21.77% | 17.82%
TSO | - | 56 | 40 | 2020 | Summer | S, [MVA] | Expected | - | 2.5447 | 1.9919 | 2.3125 | 2.2081 | 2.3953 | 2.7698 | 2.7833 | 2.7595 | 3.2497 | 2.907 | 2.861 | 2.9171 | 2.7713 | 2.6153 | 2.2264 | 2.2029 | 2.3097 | 2.3509 | 2.4327 | 2.6323 | 2.325 | 2.5759 | 2.1808 | 1.7844
TSO | - | 56 | 40 | 2020 | Summer | S, [%] | Expected | - | 25.45% | 19.92% | 23.12% | 22.08% | 23.95% | 27.7% | 27.83% | 27.59% | 32.5% | 29.07% | 28.61% | 29.17% | 27.71% | 26.15% | 22.26% | 22.03% | 23.1% | 23.51% | 24.33% | 26.32% | 23.25% | 25.76% | 21.81% | 17.84%
TSO | - | 56 | 41 | 2020 | Summer | P, [MW] | Expected | - | -3.5644 | -3.7586 | -2.8407 | -2.854 | -2.6748 | -2.6411 | -3.5253 | -4.342 | -4.6136 | -5.0558 | -4.8659 | -5.161 | -5.22 | -5.3022 | -5.067 | -4.8817 | -4.7503 | -4.7481 | -4.7242 | -5.1908 | -5.04 | -5.2188 | -5.0957 | -3.9445
TSO | - | 56 | 41 | 2020 | Summer | P, [%] | Expected | - | 35.64% | 37.59% | 28.41% | 28.54% | 26.75% | 26.41% | 35.25% | 43.42% | 46.14% | 50.56% | 48.66% | 51.61% | 52.2% | 53.02% | 50.67% | 48.82% | 47.5% | 47.48% | 47.24% | 51.91% | 50.4% | 52.19% | 50.96% | 39.44%
TSO | - | 41 | 56 | 2020 | Summer | P, [MW] | Expected | - | 3.6533 | 3.8552 | 2.9009 | 2.918 | 2.7318 | 2.7027 | 3.618 | 4.4573 | 4.7402 | 5.2042 | 5.0055 | 5.3162 | 5.3805 | 5.4676 | 5.216 | 5.0218 | 4.8806 | 4.8792 | 4.8617 | 5.3535 | 5.1963 | 5.3859 | 5.2568 | 4.048
TSO | - | 41 | 56 | 2020 | Summer | P, [%] | Expected | - | 36.53% | 38.55% | 29.01% | 29.18% | 27.32% | 27.03% | 36.18% | 44.57% | 47.4% | 52.04% | 50.06% | 53.16% | 53.8% | 54.68% | 52.16% | 50.22% | 48.81% | 48.79% | 48.62% | 53.53% | 51.96% | 53.86% | 52.57% | 40.48%
TSO | - | 56 | 41 | 2020 | Summer | Q, [MVAr] | Expected | - | 1.8501 | 1.9007 | 1.7828 | 1.9693 | 1.8773 | 2.1878 | 2.045 | 0.75019 | 0.43699 | 0.16159 | 0.29073 | -0.088161 | -0.1542 | -0.1121 | 0.17418 | 0.64162 | 0.4043 | 0.61116 | 1.0938 | 0.93606 | 1.1623 | 1.1443 | 1.4036 | 1.7011
TSO | - | 56 | 41 | 2020 | Summer | Q, [%] | Expected | - | 18.5% | 19.01% | 17.83% | 19.69% | 18.77% | 21.88% | 20.45% | 7.502% | 4.37% | 1.616% | 2.907% | 0.8816% | 1.542% | 1.121% | 1.742% | 6.416% | 4.043% | 6.112% | 10.94% | 9.361% | 11.62% | 11.44% | 14.04% | 17.01%
TSO | - | 41 | 56 | 2020 | Summer | Q, [MVAr] | Expected | - | -1.7618 | -1.8048 | -1.723 | -1.9057 | -1.8208 | -2.1266 | -1.953 | -0.63569 | -0.31136 | -0.01435 | -0.15214 | 0.24222 | 0.31357 | 0.27633 | -0.026176 | -0.50254 | -0.27497 | -0.481 | -0.95721 | -0.77452 | -1.0071 | -0.97838 | -1.2437 | -1.5983
TSO | - | 41 | 56 | 2020 | Summer | Q, [%] | Expected | - | 0.17618 | 0.18048 | 0.1723 | 0.19057 | 0.18208 | 0.21266 | 0.1953 | 0.063569 | 0.031136 | 0.001435 | 0.015214 | 0.024222 | 0.031357 | 0.027633 | 0.0026176 | 0.050254 | 0.027497 | 0.0481 | 0.095721 | 0.077452 | 0.10071 | 0.097838 | 0.12437 | 0.15983
TSO | - | 56 | 41 | 2020 | Summer | S, [MVA] | Expected | - | 4.0159 | 4.2119 | 3.3538 | 3.4674 | 3.2679 | 3.4296 | 4.0755 | 4.4063 | 4.6343 | 5.0584 | 4.8746 | 5.1617 | 5.2222 | 5.3033 | 5.0699 | 4.9237 | 4.7675 | 4.7872 | 4.8491 | 5.2745 | 5.1723 | 5.3428 | 5.2855 | 4.2957
TSO | - | 56 | 41 | 2020 | Summer | S, [%] | Expected | - | 40.16% | 42.12% | 33.54% | 34.67% | 32.68% | 34.3% | 40.75% | 44.06% | 46.34% | 50.58% | 48.75% | 51.62% | 52.22% | 53.03% | 50.7% | 49.24% | 47.67% | 47.87% | 48.49% | 52.74% | 51.72% | 53.43% | 52.85% | 42.96%
TSO | - | 41 | 56 | 2020 | Summer | S, [MVA] | Expected | - | 4.0559 | 4.2568 | 3.374 | 3.4852 | 3.283 | 3.4391 | 4.1114 | 4.5024 | 4.7504 | 5.2042 | 5.0078 | 5.3217 | 5.3896 | 5.4746 | 5.2161 | 5.0469 | 4.8883 | 4.9028 | 4.9551 | 5.4092 | 5.293 | 5.4741 | 5.4019 | 4.3522
TSO | - | 41 | 56 | 2020 | Summer | S, [%] | Expected | - | 40.56% | 42.57% | 33.74% | 34.85% | 32.83% | 34.39% | 41.11% | 45.02% | 47.5% | 52.04% | 50.08% | 53.22% | 53.9% | 54.75% | 52.16% | 50.47% | 48.88% | 49.03% | 49.55% | 54.09% | 52.93% | 54.74% | 54.02% | 43.52%
TSO | - | 56 | 42 | 2020 | Summer | P, [MW] | Expected | - | -1.5213 | -1.9191 | -1.3257 | -1.2001 | -0.94858 | -0.85636 | -0.84234 | -0.81398 | -0.82702 | -1.2121 | -1.4235 | -1.1844 | -1.3179 | -1.4644 | -1.8165 | -1.8468 | -1.7289 | -1.7941 | -1.9305 | -2.0566 | -1.9461 | -1.9041 | -2.1332 | -1.5521
TSO | - | 56 | 42 | 2020 | Summer | P, [%] | Expected | - | 15.21% | 19.19% | 13.26% | 12% | 9.486% | 8.564% | 8.423% | 8.14% | 8.27% | 12.12% | 14.24% | 11.84% | 13.18% | 14.64% | 18.17% | 18.47% | 17.29% | 17.94% | 19.3% | 20.57% | 19.46% | 19.04% | 21.33% | 15.52%
TSO | - | 42 | 56 | 2020 | Summer | P, [MW] | Expected | - | 1.5263 | 1.9271 | 1.3296 | 1.203 | 0.95044 | 0.85828 | 0.84529 | 0.81836 | 0.8299 | 1.2165 | 1.4286 | 1.1885 | 1.3231 | 1.4703 | 1.8247 | 1.8554 | 1.7355 | 1.8012 | 1.9395 | 2.0666 | 1.9555 | 1.9124 | 2.1436 | 1.5577
TSO | - | 42 | 56 | 2020 | Summer | P, [%] | Expected | - | 15.26% | 19.27% | 13.3% | 12.03% | 9.504% | 8.583% | 8.453% | 8.184% | 8.299% | 12.17% | 14.29% | 11.88% | 13.23% | 14.7% | 18.25% | 18.55% | 17.35% | 18.01% | 19.39% | 20.67% | 19.56% | 19.12% | 21.44% | 15.58%
TSO | - | 56 | 42 | 2020 | Summer | Q, [MVAr] | Expected | - | -0.060005 | -0.35413 | -0.33869 | 0.023817 | 0.081278 | 0.47052 | 0.81589 | 1.1195 | 0.76641 | 0.70134 | 0.46812 | 0.64555 | 0.76818 | 0.68604 | 0.60842 | 0.68544 | 0.1054 | 0.19605 | 0.54323 | 0.48117 | 0.62616 | 0.26912 | 0.33923 | 0.40065
TSO | - | 56 | 42 | 2020 | Summer | Q, [%] | Expected | - | 0.6001% | 3.541% | 3.387% | 0.2382% | 0.8128% | 4.705% | 8.159% | 11.2% | 7.664% | 7.013% | 4.681% | 6.456% | 7.682% | 6.86% | 6.084% | 6.854% | 1.054% | 1.961% | 5.432% | 4.812% | 6.262% | 2.691% | 3.392% | 4.006%
TSO | - | 42 | 56 | 2020 | Summer | Q, [MVAr] | Expected | - | 0.068188 | 0.3674 | 0.34511 | -0.018909 | -0.078181 | -0.46731 | -0.81097 | -1.1123 | -0.76162 | -0.69407 | -0.45967 | -0.63877 | -0.75941 | -0.6762 | -0.5948 | -0.67108 | -0.094392 | -0.18413 | -0.52817 | -0.46447 | -0.61053 | -0.25526 | -0.32201 | -0.39142
TSO | - | 42 | 56 | 2020 | Summer | Q, [%] | Expected | - | 0.0068188 | 0.03674 | 0.034511 | 0.0018909 | 0.0078181 | 0.046731 | 0.081097 | 0.11123 | 0.076162 | 0.069407 | 0.045967 | 0.063877 | 0.075941 | 0.06762 | 0.05948 | 0.067108 | 0.0094392 | 0.018413 | 0.052817 | 0.046447 | 0.061053 | 0.025526 | 0.032201 | 0.039142
TSO | - | 56 | 42 | 2020 | Summer | S, [MVA] | Expected | - | 1.5225 | 1.9515 | 1.3683 | 1.2003 | 0.95206 | 0.97711 | 1.1727 | 1.3842 | 1.1275 | 1.4004 | 1.4985 | 1.3489 | 1.5254 | 1.6172 | 1.9157 | 1.9699 | 1.7321 | 1.8047 | 2.0054 | 2.1121 | 2.0444 | 1.923 | 2.16 | 1.603
TSO | - | 56 | 42 | 2020 | Summer | S, [%] | Expected | - | 15.23% | 19.52% | 13.68% | 12% | 9.521% | 9.771% | 11.73% | 13.84% | 11.28% | 14% | 14.99% | 13.49% | 15.25% | 16.17% | 19.16% | 19.7% | 17.32% | 18.05% | 20.05% | 21.12% | 20.44% | 19.23% | 21.6% | 16.03%
TSO | - | 42 | 56 | 2020 | Summer | S, [MVA] | Expected | - | 1.5278 | 1.9618 | 1.3737 | 1.2032 | 0.95365 | 0.97726 | 1.1714 | 1.3809 | 1.1264 | 1.4006 | 1.5007 | 1.3493 | 1.5256 | 1.6184 | 1.9192 | 1.9731 | 1.738 | 1.8106 | 2.0101 | 2.1182 | 2.0486 | 1.9294 | 2.1676 | 1.6061
TSO | - | 42 | 56 | 2020 | Summer | S, [%] | Expected | - | 15.28% | 19.62% | 13.74% | 12.03% | 9.537% | 9.773% | 11.71% | 13.81% | 11.26% | 14.01% | 15.01% | 13.49% | 15.26% | 16.18% | 19.19% | 19.73% | 17.38% | 18.11% | 20.1% | 21.18% | 20.49% | 19.29% | 21.68% | 16.06%
TSO | - | 39 | 57 | 2020 | Summer | P, [MW] | Expected | - | 2.7012 | 2.0875 | 2.2805 | 2.2695 | 2.4174 | 2.8395 | 3.0987 | 3.0897 | 3.5702 | 3.3308 | 3.2882 | 3.4118 | 3.3075 | 3.1519 | 2.8553 | 2.8492 | 2.832 | 2.8741 | 2.9637 | 3.1522 | 2.9099 | 3.1323 | 2.7735 | 2.2685
TSO | - | 39 | 57 | 2020 | Summer | P, [%] | Expected | - | 27.01% | 20.88% | 22.81% | 22.7% | 24.17% | 28.4% | 30.99% | 30.9% | 35.7% | 33.31% | 32.88% | 34.12% | 33.08% | 31.52% | 28.55% | 28.49% | 28.32% | 28.74% | 29.64% | 31.52% | 29.1% | 31.32% | 27.74% | 22.69%
TSO | - | 57 | 39 | 2020 | Summer | P, [MW] | Expected | - | -2.7012 | -2.0875 | -2.2805 | -2.2695 | -2.4174 | -2.8395 | -3.0987 | -3.0897 | -3.5702 | -3.3308 | -3.2882 | -3.4118 | -3.3075 | -3.1519 | -2.8553 | -2.8492 | -2.832 | -2.8741 | -2.9637 | -3.1522 | -2.9099 | -3.1323 | -2.7735 | -2.2685
TSO | - | 57 | 39 | 2020 | Summer | P, [%] | Expected | - | 27.01% | 20.88% | 22.81% | 22.7% | 24.17% | 28.4% | 30.99% | 30.9% | 35.7% | 33.31% | 32.88% | 34.12% | 33.08% | 31.52% | 28.55% | 28.49% | 28.32% | 28.74% | 29.64% | 31.52% | 29.1% | 31.32% | 27.74% | 22.69%
TSO | - | 39 | 57 | 2020 | Summer | Q, [MVAr] | Expected | - | -0.37607 | -0.64022 | -0.73049 | -0.5632 | -0.53457 | -0.65323 | -0.047146 | 0.468 | 0.63303 | 0.64062 | 0.64432 | 0.81002 | 1.2103 | 1.1443 | 1.0234 | 0.64217 | 0.45034 | 0.39472 | 0.41302 | 0.48509 | 0.48267 | 0.56978 | 0.3648 | 0.1962
TSO | - | 39 | 57 | 2020 | Summer | Q, [%] | Expected | - | 3.761% | 6.402% | 7.305% | 5.632% | 5.346% | 6.532% | 0.4715% | 4.68% | 6.33% | 6.406% | 6.443% | 8.1% | 12.1% | 11.44% | 10.23% | 6.422% | 4.503% | 3.947% | 4.13% | 4.851% | 4.827% | 5.698% | 3.648% | 1.962%
TSO | - | 57 | 39 | 2020 | Summer | Q, [MVAr] | Expected | - | 0.47773 | 0.705 | 0.80717 | 0.63538 | 0.61564 | 0.76366 | 0.1784 | -0.32764 | -0.44559 | -0.47896 | -0.48423 | -0.63688 | -1.0355 | -0.98565 | -0.89486 | -0.52243 | -0.33518 | -0.27697 | -0.28543 | -0.34046 | -0.35895 | -0.42567 | -0.25462 | -0.12512
TSO | - | 57 | 39 | 2020 | Summer | Q, [%] | Expected | - | 0.047773 | 0.0705 | 0.080717 | 0.063538 | 0.061564 | 0.076366 | 0.01784 | 0.032764 | 0.044559 | 0.047896 | 0.048423 | 0.063688 | 0.10355 | 0.098565 | 0.089486 | 0.052243 | 0.033518 | 0.027697 | 0.028543 | 0.034046 | 0.035895 | 0.042567 | 0.025462 | 0.012512
TSO | - | 39 | 57 | 2020 | Summer | S, [MVA] | Expected | - | 2.7273 | 2.1835 | 2.3947 | 2.3384 | 2.4758 | 2.9137 | 3.0991 | 3.125 | 3.6259 | 3.3919 | 3.3507 | 3.5066 | 3.522 | 3.3532 | 3.0332 | 2.9207 | 2.8676 | 2.9011 | 2.9924 | 3.1893 | 2.9497 | 3.1837 | 2.7974 | 2.277
TSO | - | 39 | 57 | 2020 | Summer | S, [%] | Expected | - | 27.27% | 21.84% | 23.95% | 23.38% | 24.76% | 29.14% | 30.99% | 31.25% | 36.26% | 33.92% | 33.51% | 35.07% | 35.22% | 33.53% | 30.33% | 29.21% | 28.68% | 29.01% | 29.92% | 31.89% | 29.5% | 31.84% | 27.97% | 22.77%
TSO | - | 57 | 39 | 2020 | Summer | S, [MVA] | Expected | - | 2.7432 | 2.2034 | 2.4192 | 2.3568 | 2.4946 | 2.9404 | 3.1038 | 3.107 | 3.5979 | 3.3651 | 3.3236 | 3.4707 | 3.4658 | 3.3024 | 2.9923 | 2.8967 | 2.8518 | 2.8874 | 2.9774 | 3.1705 | 2.932 | 3.1611 | 2.7852 | 2.272
TSO | - | 57 | 39 | 2020 | Summer | S, [%] | Expected | - | 27.43% | 22.03% | 24.19% | 23.57% | 24.95% | 29.4% | 31.04% | 31.07% | 35.98% | 33.65% | 33.24% | 34.71% | 34.66% | 33.02% | 29.92% | 28.97% | 28.52% | 28.87% | 29.77% | 31.7% | 29.32% | 31.61% | 27.85% | 22.72%
TSO | - | 57 | 56 | 2020 | Summer | P, [MW] | Expected | - | -0.85258 | -0.88036 | -0.24555 | -0.15332 | -0.0020385 | -0.015428 | -0.93109 | -1.3374 | -1.7785 | -2.2612 | -2.4678 | -2.8042 | -3.2834 | -3.2849 | -3.4365 | -3.1548 | -2.8118 | -2.7432 | -2.3329 | -2.3437 | -2.5942 | -2.6316 | -2.6058 | -1.8372
TSO | - | 57 | 56 | 2020 | Summer | P, [%] | Expected | - | 8.526% | 8.804% | 2.455% | 1.533% | 0.02039% | 0.1543% | 9.311% | 13.37% | 17.79% | 22.61% | 24.68% | 28.04% | 32.83% | 32.85% | 34.37% | 31.55% | 28.12% | 27.43% | 23.33% | 23.44% | 25.94% | 26.32% | 26.06% | 18.37%
TSO | - | 56 | 57 | 2020 | Summer | P, [MW] | Expected | - | 0.8545 | 0.88228 | 0.24616 | 0.15438 | 0.0029526 | 0.017935 | 0.93574 | 1.343 | 1.7852 | 2.2712 | 2.4795 | 2.8194 | 3.3042 | 3.3056 | 3.4587 | 3.174 | 2.8265 | 2.7573 | 2.3442 | 2.3552 | 2.6079 | 2.6455 | 2.6194 | 1.8448
TSO | - | 56 | 57 | 2020 | Summer | P, [%] | Expected | - | 8.545% | 8.823% | 2.462% | 1.544% | 0.02953% | 0.1794% | 9.357% | 13.43% | 17.85% | 22.71% | 24.8% | 28.19% | 33.04% | 33.06% | 34.59% | 31.74% | 28.26% | 27.57% | 23.44% | 23.55% | 26.08% | 26.46% | 26.19% | 18.45%
TSO | - | 57 | 56 | 2020 | Summer | Q, [MVAr] | Expected | - | 0.61905 | 0.58532 | 0.54767 | 0.78397 | 0.7392 | 1.2363 | 1.3377 | 1.1018 | 0.6714 | 0.57574 | 0.45197 | 0.60463 | 0.55158 | 0.53404 | 0.44324 | 0.71598 | 0.36744 | 0.47052 | 0.83382 | 0.85658 | 0.84282 | 0.78051 | 0.803 | 0.96383
TSO | - | 57 | 56 | 2020 | Summer | Q, [%] | Expected | - | 6.19% | 5.853% | 5.477% | 7.84% | 7.392% | 12.36% | 13.38% | 11.02% | 6.714% | 5.757% | 4.52% | 6.046% | 5.516% | 5.34% | 4.432% | 7.16% | 3.674% | 4.705% | 8.338% | 8.566% | 8.428% | 7.805% | 8.03% | 9.638%
TSO | - | 56 | 57 | 2020 | Summer | Q, [MVAr] | Expected | - | -0.61617 | -0.58246 | -0.54676 | -0.78238 | -0.73784 | -1.2326 | -1.3308 | -1.0935 | -0.66136 | -0.56082 | -0.43447 | -0.58193 | -0.52062 | -0.50313 | -0.41017 | -0.68732 | -0.34559 | -0.44953 | -0.81687 | -0.83939 | -0.82227 | -0.75966 | -0.78274 | -0.95246
TSO | - | 56 | 57 | 2020 | Summer | Q, [%] | Expected | - | 0.061617 | 0.058246 | 0.054676 | 0.078238 | 0.073784 | 0.12326 | 0.13308 | 0.10935 | 0.066136 | 0.056082 | 0.043447 | 0.058193 | 0.052062 | 0.050313 | 0.041017 | 0.068732 | 0.034559 | 0.044953 | 0.081687 | 0.083939 | 0.082227 | 0.075966 | 0.078274 | 0.095246
TSO | - | 57 | 56 | 2020 | Summer | S, [MVA] | Expected | - | 1.0536 | 1.0572 | 0.60019 | 0.79882 | 0.73921 | 1.2364 | 1.6299 | 1.7328 | 1.901 | 2.3334 | 2.5089 | 2.8686 | 3.3294 | 3.328 | 3.465 | 3.2351 | 2.8357 | 2.7833 | 2.4774 | 2.4953 | 2.7276 | 2.7449 | 2.7268 | 2.0747
TSO | - | 57 | 56 | 2020 | Summer | S, [%] | Expected | - | 10.54% | 10.57% | 6.002% | 7.988% | 7.392% | 12.36% | 16.3% | 17.33% | 19.01% | 23.33% | 25.09% | 28.69% | 33.29% | 33.28% | 34.65% | 32.35% | 28.36% | 27.83% | 24.77% | 24.95% | 27.28% | 27.45% | 27.27% | 20.75%
TSO | - | 56 | 57 | 2020 | Summer | S, [MVA] | Expected | - | 1.0535 | 1.0572 | 0.59962 | 0.79747 | 0.73784 | 1.2327 | 1.6268 | 1.7319 | 1.9038 | 2.3394 | 2.5173 | 2.8788 | 3.3449 | 3.3436 | 3.4829 | 3.2476 | 2.8475 | 2.7937 | 2.4825 | 2.5003 | 2.7345 | 2.7524 | 2.7339 | 2.0762
TSO | - | 56 | 57 | 2020 | Summer | S, [%] | Expected | - | 10.53% | 10.57% | 5.996% | 7.975% | 7.378% | 12.33% | 16.27% | 17.32% | 19.04% | 23.39% | 25.17% | 28.79% | 33.45% | 33.44% | 34.83% | 32.48% | 28.48% | 27.94% | 24.82% | 25% | 27.34% | 27.52% | 27.34% | 20.76%
TSO | - | 38 | 49 | 2020 | Summer | P, [MW] | Expected | - | -1.8176 | 1.8295 | 0.6462 | -0.70482 | -0.65138 | -0.44054 | -2.6284 | -1.1741 | -0.98487 | -0.19246 | -1.6584 | -3.3207 | -4.5995 | -5.1878 | -6.0033 | -6.1866 | -4.9684 | -4.9811 | -4.0782 | -3.6585 | -4.6197 | -5.4508 | -4.0337 | -2.2933
TSO | - | 38 | 49 | 2020 | Summer | P, [%] | Expected | - | 3.635% | 3.659% | 1.292% | 1.41% | 1.303% | 0.8811% | 5.257% | 2.348% | 1.97% | 0.3849% | 3.317% | 6.641% | 9.199% | 10.38% | 12.01% | 12.37% | 9.937% | 9.962% | 8.156% | 7.317% | 9.239% | 10.9% | 8.067% | 4.587%
TSO | - | 49 | 38 | 2020 | Summer | P, [MW] | Expected | - | 1.8267 | -1.8177 | -0.63974 | 0.71335 | 0.65796 | 0.44801 | 2.6454 | 1.1782 | 0.98684 | 0.20008 | 1.6629 | 3.3399 | 4.6327 | 5.2264 | 6.0522 | 6.234 | 5.0111 | 5.0194 | 4.1019 | 3.6757 | 4.647 | 5.4891 | 4.0564 | 2.3095
TSO | - | 49 | 38 | 2020 | Summer | P, [%] | Expected | - | 3.653% | 3.635% | 1.279% | 1.427% | 1.316% | 0.896% | 5.291% | 2.356% | 1.974% | 0.4002% | 3.326% | 6.68% | 9.265% | 10.45% | 12.1% | 12.47% | 10.02% | 10.04% | 8.204% | 7.351% | 9.294% | 10.98% | 8.113% | 4.619%
TSO | - | 38 | 49 | 2020 | Summer | Q, [MVAr] | Expected | - | 2.0165 | 2.5075 | 2.1588 | 2.5291 | 2.1924 | 2.4207 | 2.6903 | 1.2813 | -0.9885 | -2.71 | -1.1822 | -2.524 | -2.9073 | -2.6705 | -2.6945 | -1.7702 | -3.6357 | -3.0135 | 1.7287 | 0.97113 | 1.2032 | 1.564 | 1.6321 | 2.8291
TSO | - | 38 | 49 | 2020 | Summer | Q, [%] | Expected | - | 4.033% | 5.015% | 4.318% | 5.058% | 4.385% | 4.841% | 5.381% | 2.563% | 1.977% | 5.42% | 2.364% | 5.048% | 5.815% | 5.341% | 5.389% | 3.54% | 7.271% | 6.027% | 3.457% | 1.942% | 2.406% | 3.128% | 3.264% | 5.658%
TSO | - | 49 | 38 | 2020 | Summer | Q, [MVAr] | Expected | - | -2.3041 | -2.7907 | -2.4554 | -2.8265 | -2.4926 | -2.7244 | -2.9673 | -1.5655 | 0.69627 | 2.4217 | 0.89414 | 2.2527 | 2.6568 | 2.4288 | 2.4664 | 1.5427 | 3.3998 | 2.7712 | -1.9852 | -1.239 | -1.4551 | -1.8 | -1.893 | -3.1052
TSO | - | 49 | 38 | 2020 | Summer | Q, [%] | Expected | - | 0.046082 | 0.055813 | 0.049108 | 0.056531 | 0.049852 | 0.054488 | 0.059347 | 0.03131 | 0.013925 | 0.048434 | 0.017883 | 0.045053 | 0.053136 | 0.048576 | 0.049328 | 0.030854 | 0.067996 | 0.055424 | 0.039704 | 0.02478 | 0.029103 | 0.036 | 0.03786 | 0.062103
TSO | - | 38 | 49 | 2020 | Summer | S, [MVA] | Expected | - | 2.7148 | 3.104 | 2.2534 | 2.6255 | 2.2871 | 2.4605 | 3.7611 | 1.7379 | 1.3954 | 2.7168 | 2.0367 | 4.171 | 5.4413 | 5.8348 | 6.5803 | 6.4349 | 6.1566 | 5.8218 | 4.4294 | 3.7852 | 4.7738 | 5.6707 | 4.3514 | 3.6418
TSO | - | 38 | 49 | 2020 | Summer | S, [%] | Expected | - | 5.43% | 6.208% | 4.507% | 5.251% | 4.574% | 4.921% | 7.522% | 3.476% | 2.791% | 5.434% | 4.073% | 8.342% | 10.88% | 11.67% | 13.16% | 12.87% | 12.31% | 11.64% | 8.859% | 7.57% | 9.548% | 11.34% | 8.703% | 7.284%
TSO | - | 49 | 38 | 2020 | Summer | S, [MVA] | Expected | - | 2.9404 | 3.3304 | 2.5374 | 2.9152 | 2.578 | 2.761 | 3.9753 | 1.9593 | 1.2077 | 2.4299 | 1.8881 | 4.0286 | 5.3405 | 5.7632 | 6.5355 | 6.4221 | 6.0556 | 5.7336 | 4.557 | 3.8789 | 4.8695 | 5.7767 | 4.4764 | 3.8698
TSO | - | 49 | 38 | 2020 | Summer | S, [%] | Expected | - | 5.881% | 6.661% | 5.075% | 5.83% | 5.156% | 5.522% | 7.951% | 3.919% | 2.415% | 4.86% | 3.776% | 8.057% | 10.68% | 11.53% | 13.07% | 12.84% | 12.11% | 11.47% | 9.114% | 7.758% | 9.739% | 11.55% | 8.953% | 7.74%
TSO | - | 38 | 48 | 2020 | Summer | P, [MW] | Expected | - | -13.1593 | -14.606 | -14.6201 | -14.6472 | -13.0087 | -14.9704 | -15.297 | -13.7923 | -15.2348 | -12.9075 | -11.9842 | -13.5782 | -10.3654 | -7.8909 | -9.7817 | -9.7985 | -8.9515 | -9.4804 | -12.2888 | -10.2399 | -8.5438 | -8.7491 | -6.0512 | -1.2604
TSO | - | 38 | 48 | 2020 | Summer | P, [%] | Expected | - | 26.32% | 29.21% | 29.24% | 29.29% | 26.02% | 29.94% | 30.59% | 27.58% | 30.47% | 25.82% | 23.97% | 27.16% | 20.73% | 15.78% | 19.56% | 19.6% | 17.9% | 18.96% | 24.58% | 20.48% | 17.09% | 17.5% | 12.1% | 2.521%
TSO | - | 48 | 38 | 2020 | Summer | P, [MW] | Expected | - | 13.2141 | 14.6731 | 14.6864 | 14.7129 | 13.06 | 15.0377 | 15.3701 | 13.8535 | 15.3104 | 12.9622 | 12.0303 | 13.6417 | 10.41 | 7.9298 | 9.8246 | 9.8391 | 9.0005 | 9.5314 | 12.3371 | 10.2737 | 8.5686 | 8.7747 | 6.0632 | 1.2609
TSO | - | 48 | 38 | 2020 | Summer | P, [%] | Expected | - | 26.43% | 29.35% | 29.37% | 29.43% | 26.12% | 30.08% | 30.74% | 27.71% | 30.62% | 25.92% | 24.06% | 27.28% | 20.82% | 15.86% | 19.65% | 19.68% | 18% | 19.06% | 24.67% | 20.55% | 17.14% | 17.55% | 12.13% | 2.522%
TSO | - | 38 | 48 | 2020 | Summer | Q, [MVAr] | Expected | - | 1.978 | 2.0021 | 2.1737 | 2.0357 | 1.2019 | 1.8432 | 1.8451 | -0.20454 | -2.4177 | -2.7868 | -1.0937 | -4.2636 | -5.8904 | -7.8437 | -6.4597 | -5.7439 | -8.708 | -8.5102 | -0.016779 | -1.1426 | -2.1088 | -1.9472 | -1.1459 | 0.25294
TSO | - | 38 | 48 | 2020 | Summer | Q, [%] | Expected | - | 3.956% | 4.004% | 4.347% | 4.071% | 2.404% | 3.686% | 3.69% | 0.4091% | 4.835% | 5.574% | 2.187% | 8.527% | 11.78% | 15.69% | 12.92% | 11.49% | 17.42% | 17.02% | 0.03356% | 2.285% | 4.218% | 3.894% | 2.292% | 0.5059%
TSO | - | 48 | 38 | 2020 | Summer | Q, [MVAr] | Expected | - | -1.8932 | -1.8985 | -2.0711 | -1.9343 | -1.1226 | -1.7392 | -1.7321 | 0.29915 | 2.5346 | 2.8713 | 1.165 | 4.3617 | 5.9592 | 7.9038 | 6.526 | 5.8066 | 8.7837 | 8.589 | 0.091395 | 1.1949 | 2.147 | 1.9868 | 1.1644 | -0.25215
TSO | - | 48 | 38 | 2020 | Summer | Q, [%] | Expected | - | 0.037864 | 0.03797 | 0.041422 | 0.038685 | 0.022452 | 0.034784 | 0.034642 | 0.0059831 | 0.050692 | 0.057426 | 0.0233 | 0.087235 | 0.11918 | 0.15808 | 0.13052 | 0.11613 | 0.17567 | 0.17178 | 0.0018279 | 0.023897 | 0.04294 | 0.039735 | 0.023289 | 0.005043
TSO | - | 38 | 48 | 2020 | Summer | S, [MVA] | Expected | - | 13.3071 | 14.7426 | 14.7808 | 14.788 | 13.0641 | 15.0834 | 15.4078 | 13.7938 | 15.4254 | 13.2049 | 12.034 | 14.2319 | 11.9222 | 11.1261 | 11.7222 | 11.3579 | 12.4883 | 12.7398 | 12.2888 | 10.3034 | 8.8002 | 8.9631 | 6.1587 | 1.2856
TSO | - | 38 | 48 | 2020 | Summer | S, [%] | Expected | - | 26.61% | 29.49% | 29.56% | 29.58% | 26.13% | 30.17% | 30.82% | 27.59% | 30.85% | 26.41% | 24.07% | 28.46% | 23.84% | 22.25% | 23.44% | 22.72% | 24.98% | 25.48% | 24.58% | 20.61% | 17.6% | 17.93% | 12.32% | 2.571%
TSO | - | 48 | 38 | 2020 | Summer | S, [MVA] | Expected | - | 13.3491 | 14.7954 | 14.8318 | 14.8395 | 13.1082 | 15.1379 | 15.4674 | 13.8567 | 15.5188 | 13.2764 | 12.0866 | 14.3221 | 11.995 | 11.1961 | 11.7945 | 11.4247 | 12.5762 | 12.8304 | 12.3374 | 10.343 | 8.8334 | 8.9968 | 6.174 | 1.2859
TSO | - | 48 | 38 | 2020 | Summer | S, [%] | Expected | - | 26.7% | 29.59% | 29.66% | 29.68% | 26.22% | 30.28% | 30.93% | 27.71% | 31.04% | 26.55% | 24.17% | 28.64% | 23.99% | 22.39% | 23.59% | 22.85% | 25.15% | 25.66% | 24.67% | 20.69% | 17.67% | 17.99% | 12.35% | 2.572%
TSO | - | 9 | 55 | 2020 | Summer | P, [MW] | Expected | - | 6.1252 | 6.613 | 6.4734 | 6.5404 | 4.1641 | 3.2493 | 5.3118 | 6.1838 | 7.3886 | 7.1511 | 6.7599 | 8.4992 | 7.7321 | 7.1893 | 8.1653 | 7.8705 | 7.8163 | 7.9131 | 9.1684 | 8.612 | 8.7202 | 9.5677 | 10.2047 | 7.8961
TSO | - | 9 | 55 | 2020 | Summer | P, [%] | Expected | - | 12.25% | 13.23% | 12.95% | 13.08% | 8.328% | 6.499% | 10.62% | 12.37% | 14.78% | 14.3% | 13.52% | 17% | 15.46% | 14.38% | 16.33% | 15.74% | 15.63% | 15.83% | 18.34% | 17.22% | 17.44% | 19.14% | 20.41% | 15.79%
TSO | - | 55 | 9 | 2020 | Summer | P, [MW] | Expected | - | -6.1252 | -6.613 | -6.4734 | -6.5404 | -4.1641 | -3.2493 | -5.3118 | -6.1838 | -7.3886 | -7.1511 | -6.7599 | -8.4992 | -7.7321 | -7.1893 | -8.1653 | -7.8705 | -7.8163 | -7.9131 | -9.1684 | -8.612 | -8.7202 | -9.5677 | -10.2047 | -7.8961
TSO | - | 55 | 9 | 2020 | Summer | P, [%] | Expected | - | 12.25% | 13.23% | 12.95% | 13.08% | 8.328% | 6.499% | 10.62% | 12.37% | 14.78% | 14.3% | 13.52% | 17% | 15.46% | 14.38% | 16.33% | 15.74% | 15.63% | 15.83% | 18.34% | 17.22% | 17.44% | 19.14% | 20.41% | 15.79%
TSO | - | 9 | 55 | 2020 | Summer | Q, [MVAr] | Expected | - | 4.2141 | 3.0526 | 3.6654 | 2.8129 | 3.5201 | 2.5314 | 3.5037 | 5.4501 | 6.8174 | 8.1698 | 7.5041 | 9.3092 | 9.1282 | 9.0206 | 7.9812 | 7.5696 | 7.9674 | 8.5633 | 5.4717 | 5.8496 | 5.4704 | 5.6131 | 6.4188 | 5.7525
TSO | - | 9 | 55 | 2020 | Summer | Q, [%] | Expected | - | 8.428% | 6.105% | 7.331% | 5.626% | 7.04% | 5.063% | 7.007% | 10.9% | 13.63% | 16.34% | 15.01% | 18.62% | 18.26% | 18.04% | 15.96% | 15.14% | 15.93% | 17.13% | 10.94% | 11.7% | 10.94% | 11.23% | 12.84% | 11.5%
TSO | - | 55 | 9 | 2020 | Summer | Q, [MVAr] | Expected | - | -4.1464 | -2.9888 | -3.5983 | -2.7518 | -3.4841 | -2.511 | -3.4538 | -5.368 | -6.696 | -8.0315 | -7.3822 | -9.1241 | -8.961 | -8.8651 | -7.828 | -7.4268 | -7.8198 | -8.4023 | -5.3346 | -5.7203 | -5.3433 | -5.4652 | -6.2433 | -5.6361
TSO | - | 55 | 9 | 2020 | Summer | Q, [%] | Expected | - | 0.082927 | 0.059775 | 0.071967 | 0.055036 | 0.069682 | 0.050221 | 0.069077 | 0.10736 | 0.13392 | 0.16063 | 0.14764 | 0.18248 | 0.17922 | 0.1773 | 0.15656 | 0.14854 | 0.1564 | 0.16805 | 0.10669 | 0.11441 | 0.10687 | 0.1093 | 0.12487 | 0.11272
TSO | - | 9 | 55 | 2020 | Summer | S, [MVA] | Expected | - | 7.4348 | 7.2836 | 7.4391 | 7.1196 | 5.4526 | 4.119 | 6.3632 | 8.2428 | 10.0533 | 10.8575 | 10.0999 | 12.6055 | 11.9628 | 11.535 | 11.4181 | 10.9199 | 11.1613 | 11.6597 | 10.677 | 10.4108 | 10.294 | 11.0927 | 12.0556 | 9.7693
TSO | - | 9 | 55 | 2020 | Summer | S, [%] | Expected | - | 14.87% | 14.57% | 14.88% | 14.24% | 10.91% | 8.238% | 12.73% | 16.49% | 20.11% | 21.71% | 20.2% | 25.21% | 23.93% | 23.07% | 22.84% | 21.84% | 22.32% | 23.32% | 21.35% | 20.82% | 20.59% | 22.19% | 24.11% | 19.54%
TSO | - | 55 | 9 | 2020 | Summer | S, [MVA] | Expected | - | 7.3966 | 7.2571 | 7.4063 | 7.0957 | 5.4294 | 4.1065 | 6.3359 | 8.1887 | 9.9713 | 10.7538 | 10.0097 | 12.4694 | 11.8357 | 11.4138 | 11.3115 | 10.8214 | 11.0564 | 11.5419 | 10.6074 | 10.3387 | 10.227 | 11.0186 | 11.963 | 9.7012
TSO | - | 55 | 9 | 2020 | Summer | S, [%] | Expected | - | 14.79% | 14.51% | 14.81% | 14.19% | 10.86% | 8.213% | 12.67% | 16.38% | 19.94% | 21.51% | 20.02% | 24.94% | 23.67% | 22.83% | 22.62% | 21.64% | 22.11% | 23.08% | 21.21% | 20.68% | 20.45% | 22.04% | 23.93% | 19.4%
DSO | 2 | 1 | 2 | 2020 | Summer | P, [MW] | 0 | 0 | 4.264 | 3.7878 | 3.4651 | 3.4848 | 3.5123 | 3.556 | 4.7463 | 5.8654 | 5.7744 | 4.0252 | 2.3691 | 2.1721 | 2.2808 | 1.9598 | 3.1213 | 3.7183 | 4.6304 | 5.6256 | 5.4965 | 5.7827 | 6.3878 | 6.4796 | 5.6822 | 4.6116
DSO | 2 | 1 | 2 | 2020 | Summer | P, [%] | 0 | 0 | 0.4264% | 0.3788% | 0.3465% | 0.3485% | 0.3512% | 0.3556% | 0.4746% | 0.5866% | 0.5774% | 0.4025% | 0.2369% | 0.2172% | 0.2281% | 0.196% | 0.3121% | 0.3718% | 0.463% | 0.5626% | 0.5497% | 0.5783% | 0.6388% | 0.648% | 0.5682% | 0.4612%
DSO | 2 | 1 | 2 | 2020 | Summer | P, [MW] | 0 | 0 | -4.2525 | -3.7787 | -3.4581 | -3.4779 | -3.5052 | -3.5487 | -4.7332 | -5.8431 | -5.7496 | -4.0077 | -2.3581 | -2.1595 | -2.2679 | -1.9481 | -3.1084 | -3.7035 | -4.6124 | -5.6029 | -5.4751 | -5.7595 | -6.3598 | -6.4515 | -5.6608 | -4.597
DSO | 2 | 1 | 2 | 2020 | Summer | P, [%] | 0 | 0 | 0.4253% | 0.3779% | 0.3458% | 0.3478% | 0.3505% | 0.3549% | 0.4733% | 0.5843% | 0.575% | 0.4008% | 0.2358% | 0.216% | 0.2268% | 0.1948% | 0.3108% | 0.3704% | 0.4612% | 0.5603% | 0.5475% | 0.576% | 0.636% | 0.6452% | 0.5661% | 0.4597%
DSO | 2 | 1 | 2 | 2020 | Summer | Q, [MVAr] | 0 | 0 | 2.6678 | 2.4152 | 1.8596 | 1.8051 | 1.8641 | 1.8763 | 2.5356 | 3.7769 | 4.3764 | 4.5548 | 4.1194 | 4.5385 | 4.579 | 4.4623 | 4.1595 | 4.1269 | 4.1392 | 4.1035 | 3.9605 | 4.1994 | 4.5797 | 4.5252 | 3.8788 | 3.2532
DSO | 2 | 1 | 2 | 2020 | Summer | Q, [%] | 0 | 0 | 0.2668% | 0.2415% | 0.186% | 0.1805% | 0.1864% | 0.1876% | 0.2536% | 0.3777% | 0.4376% | 0.4555% | 0.4119% | 0.4538% | 0.4579% | 0.4462% | 0.4159% | 0.4127% | 0.4139% | 0.4104% | 0.3961% | 0.4199% | 0.458% | 0.4525% | 0.3879% | 0.3253%
DSO | 2 | 1 | 2 | 2020 | Summer | Q, [MVAr] | 0 | 0 | -2.6361 | -2.3903 | -1.8405 | -1.786 | -1.8445 | -1.8563 | -2.4993 | -3.7146 | -4.3075 | -4.5062 | -4.089 | -4.5037 | -4.5432 | -4.43 | -4.1239 | -4.0861 | -4.0891 | -4.0406 | -3.9011 | -4.135 | -4.5021 | -4.447 | -3.8194 | -3.2128
DSO | 2 | 1 | 2 | 2020 | Summer | Q, [%] | 0 | 0 | 0.2636% | 0.239% | 0.184% | 0.1786% | 0.1844% | 0.1856% | 0.2499% | 0.3715% | 0.4308% | 0.4506% | 0.4089% | 0.4504% | 0.4543% | 0.443% | 0.4124% | 0.4086% | 0.4089% | 0.4041% | 0.3901% | 0.4135% | 0.4502% | 0.4447% | 0.3819% | 0.3213%
DSO | 2 | 1 | 2 | 2020 | Summer | S, [MVA] | 0 | 0 | 5.0298 | 4.4923 | 3.9325 | 3.9246 | 3.9763 | 4.0206 | 5.3812 | 6.9763 | 7.2455 | 6.0785 | 4.7521 | 5.0315 | 5.1155 | 4.8737 | 5.2003 | 5.5549 | 6.2108 | 6.9632 | 6.7747 | 7.1466 | 7.8598 | 7.9033 | 6.8798 | 5.6436
DSO | 2 | 1 | 2 | 2020 | Summer | S, [%] | 0 | 0 | 0.503% | 0.4492% | 0.3933% | 0.3925% | 0.3976% | 0.4021% | 0.5381% | 0.6976% | 0.7246% | 0.6079% | 0.4752% | 0.5032% | 0.5116% | 0.4874% | 0.52% | 0.5555% | 0.6211% | 0.6963% | 0.6775% | 0.7147% | 0.786% | 0.7903% | 0.688% | 0.5644%
DSO | 2 | 1 | 2 | 2020 | Summer | S, [MVA] | 0 | 0 | 5.0033 | 4.4713 | 3.9174 | 3.9097 | 3.9608 | 4.0049 | 5.3525 | 6.9239 | 7.1842 | 6.0305 | 4.7202 | 4.9947 | 5.0778 | 4.8394 | 5.1642 | 5.5147 | 6.164 | 6.9079 | 6.7227 | 7.0902 | 7.7921 | 7.8357 | 6.8288 | 5.6084
DSO | 2 | 1 | 2 | 2020 | Summer | S, [%] | 0 | 0 | 0.5003% | 0.4471% | 0.3917% | 0.391% | 0.3961% | 0.4005% | 0.5353% | 0.6924% | 0.7184% | 0.6031% | 0.472% | 0.4995% | 0.5078% | 0.4839% | 0.5164% | 0.5515% | 0.6164% | 0.6908% | 0.6723% | 0.709% | 0.7792% | 0.7836% | 0.6829% | 0.5608%
DSO | 2 | 2 | 3 | 2020 | Summer | P, [MW] | 0 | 0 | 4.0377 | 3.6207 | 3.3706 | 3.3678 | 3.4211 | 3.4482 | 4.5896 | 5.6622 | 5.786 | 4.1388 | 2.4585 | 2.1491 | 2.2978 | 1.9854 | 3.1328 | 3.7769 | 4.7822 | 5.8283 | 5.6887 | 6.0489 | 6.5134 | 6.3614 | 5.4166 | 4.4183
DSO | 2 | 2 | 3 | 2020 | Summer | P, [%] | 0 | 0 | 0.4038% | 0.3621% | 0.3371% | 0.3368% | 0.3421% | 0.3448% | 0.459% | 0.5662% | 0.5786% | 0.4139% | 0.2458% | 0.2149% | 0.2298% | 0.1985% | 0.3133% | 0.3777% | 0.4782% | 0.5828% | 0.5689% | 0.6049% | 0.6513% | 0.6361% | 0.5417% | 0.4418%
DSO | 2 | 2 | 3 | 2020 | Summer | P, [MW] | 0 | 0 | -4.0223 | -3.6084 | -3.3609 | -3.3583 | -3.4112 | -3.4382 | -4.5715 | -5.6316 | -5.7506 | -4.1136 | -2.4425 | -2.1314 | -2.2794 | -1.9688 | -3.1141 | -3.7554 | -4.7554 | -5.7943 | -5.6567 | -6.0137 | -6.4725 | -6.3225 | -5.3881 | -4.3985
DSO | 2 | 2 | 3 | 2020 | Summer | P, [%] | 0 | 0 | 0.4022% | 0.3608% | 0.3361% | 0.3358% | 0.3411% | 0.3438% | 0.4572% | 0.5632% | 0.5751% | 0.4114% | 0.2443% | 0.2131% | 0.2279% | 0.1969% | 0.3114% | 0.3755% | 0.4755% | 0.5794% | 0.5657% | 0.6014% | 0.6473% | 0.6323% | 0.5388% | 0.4399%
DSO | 2 | 2 | 3 | 2020 | Summer | Q, [MVAr] | 0 | 0 | 2.7843 | 2.5345 | 1.9953 | 1.9319 | 1.9733 | 1.9887 | 2.7105 | 3.8543 | 4.3989 | 4.5217 | 4.1386 | 4.5453 | 4.5878 | 4.4617 | 4.2474 | 4.1943 | 4.204 | 4.1711 | 4.0118 | 4.2683 | 4.626 | 4.5156 | 3.9074 | 3.3155
DSO | 2 | 2 | 3 | 2020 | Summer | Q, [%] | 0 | 0 | 0.2784% | 0.2534% | 0.1995% | 0.1932% | 0.1973% | 0.1989% | 0.2711% | 0.3854% | 0.4399% | 0.4522% | 0.4139% | 0.4545% | 0.4588% | 0.4462% | 0.4247% | 0.4194% | 0.4204% | 0.4171% | 0.4012% | 0.4268% | 0.4626% | 0.4516% | 0.3907% | 0.3316%
DSO | 2 | 2 | 3 | 2020 | Summer | Q, [MVAr] | 0 | 0 | -2.7418 | -2.5006 | -1.9687 | -1.9057 | -1.9461 | -1.9612 | -2.6603 | -3.7695 | -4.3006 | -4.4517 | -4.0945 | -4.4963 | -4.537 | -4.4158 | -4.1957 | -4.1346 | -4.1295 | -4.0767 | -3.923 | -4.1706 | -4.5123 | -4.4077 | -3.8283 | -3.2609
DSO | 2 | 2 | 3 | 2020 | Summer | Q, [%] | 0 | 0 | 0.2742% | 0.2501% | 0.1969% | 0.1906% | 0.1946% | 0.1961% | 0.266% | 0.3769% | 0.4301% | 0.4452% | 0.4095% | 0.4496% | 0.4537% | 0.4416% | 0.4196% | 0.4135% | 0.413% | 0.4077% | 0.3923% | 0.4171% | 0.4512% | 0.4408% | 0.3828% | 0.3261%
DSO | 2 | 2 | 3 | 2020 | Summer | S, [MVA] | 0 | 0 | 4.9046 | 4.4196 | 3.9169 | 3.8826 | 3.9494 | 3.9806 | 5.3302 | 6.8495 | 7.2683 | 6.1299 | 4.8137 | 5.0278 | 5.1311 | 4.8834 | 5.2777 | 5.6442 | 6.3674 | 7.1671 | 6.9611 | 7.4033 | 7.989 | 7.8011 | 6.6789 | 5.5239
DSO | 2 | 2 | 3 | 2020 | Summer | S, [%] | 0 | 0 | 0.4905% | 0.442% | 0.3917% | 0.3883% | 0.3949% | 0.3981% | 0.533% | 0.685% | 0.7268% | 0.613% | 0.4814% | 0.5028% | 0.5131% | 0.4883% | 0.5278% | 0.5644% | 0.6367% | 0.7167% | 0.6961% | 0.7403% | 0.7989% | 0.7801% | 0.6679% | 0.5524%
DSO | 2 | 2 | 3 | 2020 | Summer | S, [MVA] | 0 | 0 | 4.8679 | 4.3901 | 3.895 | 3.8613 | 3.9273 | 3.9582 | 5.2892 | 6.7767 | 7.1808 | 6.0613 | 4.7677 | 4.9759 | 5.0774 | 4.8348 | 5.2251 | 5.5855 | 6.2981 | 7.0847 | 6.8839 | 7.3184 | 7.8901 | 7.7073 | 6.6097 | 5.4754
DSO | 2 | 2 | 3 | 2020 | Summer | S, [%] | 0 | 0 | 0.4868% | 0.439% | 0.3895% | 0.3861% | 0.3927% | 0.3958% | 0.5289% | 0.6777% | 0.7181% | 0.6061% | 0.4768% | 0.4976% | 0.5077% | 0.4835% | 0.5225% | 0.5586% | 0.6298% | 0.7085% | 0.6884% | 0.7318% | 0.789% | 0.7707% | 0.661% | 0.5475%
DSO | 2 | 3 | 4 | 2020 | Summer | P, [MW] | 0 | 0 | 3.6844 | 3.2897 | 3.1031 | 3.0625 | 3.1102 | 3.1435 | 4.2403 | 5.2774 | 5.3911 | 3.7715 | 2.106 | 1.7587 | 1.9194 | 1.6044 | 2.7532 | 3.3875 | 4.3929 | 5.4776 | 5.263 | 5.612 | 6.1102 | 5.9402 | 5.0218 | 4.075
DSO | 2 | 3 | 4 | 2020 | Summer | P, [%] | 0 | 0 | 0.3684% | 0.329% | 0.3103% | 0.3063% | 0.311% | 0.3144% | 0.424% | 0.5277% | 0.5391% | 0.3771% | 0.2106% | 0.1759% | 0.1919% | 0.1604% | 0.2753% | 0.3388% | 0.4393% | 0.5478% | 0.5263% | 0.5612% | 0.611% | 0.594% | 0.5022% | 0.4075%
DSO | 2 | 3 | 4 | 2020 | Summer | P, [MW] | 0 | 0 | -3.6776 | -3.2843 | -3.0988 | -3.0583 | -3.1059 | -3.1392 | -4.2321 | -5.2633 | -5.3746 | -3.7598 | -2.0988 | -1.7507 | -1.9111 | -1.5969 | -2.7448 | -3.3778 | -4.3806 | -5.4616 | -5.2484 | -5.5959 | -6.0909 | -5.9221 | -5.0087 | -4.066
DSO | 2 | 3 | 4 | 2020 | Summer | P, [%] | 0 | 0 | 0.3678% | 0.3284% | 0.3099% | 0.3058% | 0.3106% | 0.3139% | 0.4232% | 0.5263% | 0.5375% | 0.376% | 0.2099% | 0.1751% | 0.1911% | 0.1597% | 0.2745% | 0.3378% | 0.4381% | 0.5462% | 0.5248% | 0.5596% | 0.6091% | 0.5922% | 0.5009% | 0.4066%
DSO | 2 | 3 | 4 | 2020 | Summer | Q, [MVAr] | 0 | 0 | 2.5312 | 2.302 | 1.8078 | 1.7212 | 1.7584 | 1.7774 | 2.4542 | 3.5498 | 4.0771 | 4.237 | 3.8822 | 4.2627 | 4.3097 | 4.1841 | 3.9687 | 3.904 | 3.9029 | 3.8796 | 3.678 | 3.9206 | 4.2867 | 4.1694 | 3.6001 | 3.0594
DSO | 2 | 3 | 4 | 2020 | Summer | Q, [%] | 0 | 0 | 0.2531% | 0.2302% | 0.1808% | 0.1721% | 0.1758% | 0.1777% | 0.2454% | 0.355% | 0.4077% | 0.4237% | 0.3882% | 0.4263% | 0.431% | 0.4184% | 0.3969% | 0.3904% | 0.3903% | 0.388% | 0.3678% | 0.3921% | 0.4287% | 0.4169% | 0.36% | 0.3059%
DSO | 2 | 3 | 4 | 2020 | Summer | Q, [MVAr] | 0 | 0 | -2.5124 | -2.2871 | -1.7959 | -1.7098 | -1.7466 | -1.7654 | -2.4316 | -3.5105 | -4.0313 | -4.2047 | -3.8623 | -4.2405 | -4.2866 | -4.1634 | -3.9455 | -3.8772 | -3.8688 | -3.8351 | -3.6373 | -3.8756 | -4.2332 | -4.1191 | -3.5638 | -3.0345
DSO | 2 | 3 | 4 | 2020 | Summer | Q, [%] | 0 | 0 | 0.2512% | 0.2287% | 0.1796% | 0.171% | 0.1747% | 0.1765% | 0.2432% | 0.3511% | 0.4031% | 0.4205% | 0.3862% | 0.4241% | 0.4287% | 0.4163% | 0.3946% | 0.3877% | 0.3869% | 0.3835% | 0.3637% | 0.3876% | 0.4233% | 0.4119% | 0.3564% | 0.3035%
DSO | 2 | 3 | 4 | 2020 | Summer | S, [MVA] | 0 | 0 | 4.4701 | 4.0152 | 3.5913 | 3.513 | 3.5729 | 3.6112 | 4.8993 | 6.3602 | 6.7591 | 5.6724 | 4.4167 | 4.6112 | 4.7178 | 4.4811 | 4.8302 | 5.1688 | 5.8763 | 6.7124 | 6.4208 | 6.8459 | 7.4639 | 7.2574 | 6.1789 | 5.0956
DSO | 2 | 3 | 4 | 2020 | Summer | S, [%] | 0 | 0 | 0.447% | 0.4015% | 0.3591% | 0.3513% | 0.3573% | 0.3611% | 0.4899% | 0.636% | 0.6759% | 0.5672% | 0.4417% | 0.4611% | 0.4718% | 0.4481% | 0.483% | 0.5169% | 0.5876% | 0.6712% | 0.6421% | 0.6846% | 0.7464% | 0.7257% | 0.6179% | 0.5096%
DSO | 2 | 3 | 4 | 2020 | Summer | S, [MVA] | 0 | 0 | 4.4538 | 4.0022 | 3.5816 | 3.5038 | 3.5633 | 3.6015 | 4.8809 | 6.3266 | 6.7184 | 5.6406 | 4.3958 | 4.5877 | 4.6933 | 4.4591 | 4.8063 | 5.1422 | 5.8444 | 6.6736 | 6.3856 | 6.8069 | 7.4175 | 7.2138 | 6.1472 | 5.0735
DSO | 2 | 3 | 4 | 2020 | Summer | S, [%] | 0 | 0 | 0.4454% | 0.4002% | 0.3582% | 0.3504% | 0.3563% | 0.3602% | 0.4881% | 0.6327% | 0.6718% | 0.5641% | 0.4396% | 0.4588% | 0.4693% | 0.4459% | 0.4806% | 0.5142% | 0.5845% | 0.6674% | 0.6386% | 0.6807% | 0.7418% | 0.7214% | 0.6147% | 0.5074%
DSO | 2 | 4 | 5 | 2020 | Summer | P, [MW] | 0 | 0 | 2.8972 | 2.5783 | 2.4339 | 2.3949 | 2.4431 | 2.4756 | 3.3987 | 4.1732 | 4.1599 | 2.8228 | 1.49 | 1.2599 | 1.3799 | 1.141 | 1.9672 | 2.5212 | 3.3229 | 4.1252 | 3.8975 | 4.2448 | 4.7424 | 4.5793 | 3.8364 | 3.0791
DSO | 2 | 4 | 5 | 2020 | Summer | P, [%] | 0 | 0 | 0.2897% | 0.2578% | 0.2434% | 0.2395% | 0.2443% | 0.2476% | 0.3399% | 0.4173% | 0.416% | 0.2823% | 0.149% | 0.126% | 0.138% | 0.1141% | 0.1967% | 0.2521% | 0.3323% | 0.4125% | 0.3898% | 0.4245% | 0.4742% | 0.4579% | 0.3836% | 0.3079%
DSO | 2 | 4 | 5 | 2020 | Summer | P, [MW] | 0 | 0 | -2.8851 | -2.5689 | -2.4255 | -2.3868 | -2.4346 | -2.4669 | -3.3823 | -4.1477 | -4.1316 | -2.8034 | -1.4786 | -1.2463 | -1.3657 | -1.1284 | -1.9538 | -2.5056 | -3.3028 | -4.0992 | -3.8746 | -4.2184 | -4.7093 | -4.5486 | -3.8151 | -3.0653
DSO | 2 | 4 | 5 | 2020 | Summer | P, [%] | 0 | 0 | 0.2885% | 0.2569% | 0.2425% | 0.2387% | 0.2435% | 0.2467% | 0.3382% | 0.4148% | 0.4132% | 0.2803% | 0.1479% | 0.1246% | 0.1366% | 0.1128% | 0.1954% | 0.2506% | 0.3303% | 0.4099% | 0.3875% | 0.4218% | 0.4709% | 0.4549% | 0.3815% | 0.3065%
DSO | 2 | 4 | 5 | 2020 | Summer | Q, [MVAr] | 0 | 0 | 1.9933 | 1.7681 | 1.6772 | 1.6449 | 1.6817 | 1.7005 | 2.3028 | 2.8184 | 3.177 | 3.2747 | 2.9323 | 3.3105 | 3.3566 | 3.2334 | 3.0155 | 2.9472 | 2.9388 | 2.9051 | 2.7073 | 2.9456 | 3.3032 | 3.1891 | 2.6338 | 2.1045
DSO | 2 | 4 | 5 | 2020 | Summer | Q, [%] | 0 | 0 | 0.1993% | 0.1768% | 0.1677% | 0.1645% | 0.1682% | 0.1701% | 0.2303% | 0.2818% | 0.3177% | 0.3275% | 0.2932% | 0.3311% | 0.3357% | 0.3233% | 0.3016% | 0.2947% | 0.2939% | 0.2905% | 0.2707% | 0.2946% | 0.3303% | 0.3189% | 0.2634% | 0.2105%
DSO | 2 | 4 | 5 | 2020 | Summer | Q, [MVAr] | 0 | 0 | -1.9603 | -1.7426 | -1.6545 | -1.6229 | -1.6587 | -1.677 | -2.2576 | -2.7481 | -3.0983 | -3.2213 | -2.901 | -3.2734 | -3.3177 | -3.199 | -2.9788 | -2.9041 | -2.8833 | -2.8331 | -2.644 | -2.8724 | -3.2113 | -3.104 | -2.575 | -2.0667
DSO | 2 | 4 | 5 | 2020 | Summer | Q, [%] | 0 | 0 | 0.196% | 0.1743% | 0.1654% | 0.1623% | 0.1659% | 0.1677% | 0.2258% | 0.2748% | 0.3098% | 0.3221% | 0.2901% | 0.3273% | 0.3318% | 0.3199% | 0.2979% | 0.2904% | 0.2883% | 0.2833% | 0.2644% | 0.2872% | 0.3211% | 0.3104% | 0.2575% | 0.2067%
DSO | 2 | 4 | 5 | 2020 | Summer | S, [MVA] | 0 | 0 | 3.5167 | 3.1263 | 2.9558 | 2.9054 | 2.9659 | 3.0034 | 4.1054 | 5.0358 | 5.2344 | 4.3234 | 3.2892 | 3.5422 | 3.6292 | 3.4288 | 3.6004 | 3.8785 | 4.436 | 5.0454 | 4.7455 | 5.1668 | 5.7794 | 5.5804 | 4.6535 | 3.7296
DSO | 2 | 4 | 5 | 2020 | Summer | S, [%] | 0 | 0 | 0.3517% | 0.3126% | 0.2956% | 0.2905% | 0.2966% | 0.3003% | 0.4105% | 0.5036% | 0.5234% | 0.4323% | 0.3289% | 0.3542% | 0.3629% | 0.3429% | 0.36% | 0.3878% | 0.4436% | 0.5045% | 0.4746% | 0.5167% | 0.578% | 0.558% | 0.4654% | 0.373%
DSO | 2 | 4 | 5 | 2020 | Summer | S, [MVA] | 0 | 0 | 3.4881 | 3.1042 | 2.936 | 2.8863 | 2.946 | 2.983 | 4.0665 | 4.9755 | 5.1642 | 4.2704 | 3.2561 | 3.5026 | 3.5878 | 3.3921 | 3.5624 | 3.8356 | 4.3843 | 4.9829 | 4.6907 | 5.1035 | 5.7 | 5.5068 | 4.6028 | 3.697
DSO | 2 | 4 | 5 | 2020 | Summer | S, [%] | 0 | 0 | 0.3488% | 0.3104% | 0.2936% | 0.2886% | 0.2946% | 0.2983% | 0.4067% | 0.4976% | 0.5164% | 0.427% | 0.3256% | 0.3503% | 0.3588% | 0.3392% | 0.3562% | 0.3836% | 0.4384% | 0.4983% | 0.4691% | 0.5104% | 0.57% | 0.5507% | 0.4603% | 0.3697%
DSO | 2 | 5 | 6 | 2020 | Summer | P, [MW] | 0 | 0 | 1.2256 | 1.1037 | 1.0849 | 1.0785 | 1.0917 | 1.0882 | 1.161 | 1.484 | 1.2838 | 0.021794 | -0.79067 | -1.4168 | -1.2744 | -1.4693 | -0.67247 | -0.042339 | 0.71334 | 1.5063 | 1.5351 | 1.6804 | 1.9667 | 2.0338 | 1.7757 | 1.3546
DSO | 2 | 5 | 6 | 2020 | Summer | P, [%] | 0 | 0 | 0.1226% | 0.1104% | 0.1085% | 0.1078% | 0.1092% | 0.1088% | 0.1161% | 0.1484% | 0.1284% | 0.002179% | 0.07907% | 0.1417% | 0.1274% | 0.1469% | 0.06725% | 0.004234% | 0.07133% | 0.1506% | 0.1535% | 0.168% | 0.1967% | 0.2034% | 0.1776% | 0.1355%
DSO | 2 | 5 | 6 | 2020 | Summer | P, [MW] | 0 | 0 | -1.2249 | -1.1032 | -1.0843 | -1.078 | -1.0912 | -1.0877 | -1.1604 | -1.483 | -1.2829 | -0.021377 | 0.79134 | 1.4179 | 1.2754 | 1.4705 | 0.67294 | 0.042671 | -0.71285 | -1.5052 | -1.534 | -1.6791 | -1.9649 | -2.0319 | -1.7742 | -1.3537
DSO | 2 | 5 | 6 | 2020 | Summer | P, [%] | 0 | 0 | 0.1225% | 0.1103% | 0.1084% | 0.1078% | 0.1091% | 0.1088% | 0.116% | 0.1483% | 0.1283% | 0.002138% | 0.07913% | 0.1418% | 0.1275% | 0.1471% | 0.06729% | 0.004267% | 0.07129% | 0.1505% | 0.1534% | 0.1679% | 0.1965% | 0.2032% | 0.1774% | 0.1354%
DSO | 2 | 5 | 6 | 2020 | Summer | Q, [MVAr] | 0 | 0 | 0.74363 | 0.6689 | 0.66232 | 0.6571 | 0.66595 | 0.66148 | 0.68578 | 0.87935 | 1.0323 | 1.0917 | 1.1149 | 1.0768 | 1.0577 | 1.0111 | 0.9576 | 0.97293 | 0.95406 | 0.95025 | 0.93574 | 1.0238 | 1.2049 | 1.2503 | 1.0821 | 0.81996
DSO | 2 | 5 | 6 | 2020 | Summer | Q, [%] | 0 | 0 | 0.07436% | 0.06689% | 0.06623% | 0.06571% | 0.0666% | 0.06615% | 0.06858% | 0.08794% | 0.1032% | 0.1092% | 0.1115% | 0.1077% | 0.1058% | 0.1011% | 0.09576% | 0.09729% | 0.09541% | 0.09503% | 0.09357% | 0.1024% | 0.1205% | 0.125% | 0.1082% | 0.082%
DSO | 2 | 5 | 6 | 2020 | Summer | Q, [MVAr] | 0 | 0 | -0.74198 | -0.66763 | -0.6611 | -0.65589 | -0.6647 | -0.66026 | -0.68434 | -0.87675 | -1.0299 | -1.0908 | -1.1133 | -1.0738 | -1.0551 | -1.0081 | -0.95648 | -0.9722 | -0.9529 | -0.9474 | -0.93284 | -1.0204 | -1.2001 | -1.2452 | -1.0784 | -0.81785
DSO | 2 | 5 | 6 | 2020 | Summer | Q, [%] | 0 | 0 | 0.0742% | 0.06676% | 0.06611% | 0.06559% | 0.06647% | 0.06603% | 0.06843% | 0.08768% | 0.103% | 0.1091% | 0.1113% | 0.1074% | 0.1055% | 0.1008% | 0.09565% | 0.09722% | 0.09529% | 0.09474% | 0.09329% | 0.102% | 0.12% | 0.1245% | 0.1078% | 0.08179%
DSO | 2 | 5 | 6 | 2020 | Summer | S, [MVA] | 0 | 0 | 1.4336 | 1.2906 | 1.2711 | 1.2629 | 1.2788 | 1.2735 | 1.3484 | 1.7249 | 1.6474 | 1.092 | 1.3668 | 1.7795 | 1.6561 | 1.7836 | 1.1701 | 0.97385 | 1.1913 | 1.781 | 1.7978 | 1.9677 | 2.3065 | 2.3873 | 2.0794 | 1.5834
DSO | 2 | 5 | 6 | 2020 | Summer | S, [%] | 0 | 0 | 0.1434% | 0.1291% | 0.1271% | 0.1263% | 0.1279% | 0.1273% | 0.1348% | 0.1725% | 0.1647% | 0.1092% | 0.1367% | 0.178% | 0.1656% | 0.1784% | 0.117% | 0.09739% | 0.1191% | 0.1781% | 0.1798% | 0.1968% | 0.2306% | 0.2387% | 0.2079% | 0.1583%
DSO | 2 | 5 | 6 | 2020 | Summer | S, [MVA] | 0 | 0 | 1.4321 | 1.2895 | 1.27 | 1.2618 | 1.2777 | 1.2724 | 1.3472 | 1.7228 | 1.6451 | 1.091 | 1.3659 | 1.7786 | 1.6553 | 1.7829 | 1.1695 | 0.97314 | 1.19 | 1.7785 | 1.7953 | 1.9648 | 2.3025 | 2.3831 | 2.0762 | 1.5816
DSO | 2 | 5 | 6 | 2020 | Summer | S, [%] | 0 | 0 | 0.1432% | 0.129% | 0.127% | 0.1262% | 0.1278% | 0.1272% | 0.1347% | 0.1723% | 0.1645% | 0.1091% | 0.1366% | 0.1779% | 0.1655% | 0.1783% | 0.1169% | 0.09731% | 0.119% | 0.1779% | 0.1795% | 0.1965% | 0.2302% | 0.2383% | 0.2076% | 0.1582%
DSO | 2 | 6 | 7 | 2020 | Summer | P, [MW] | 0 | 0 | 0.88674 | 0.78943 | 0.75606 | 0.76445 | 0.75834 | 0.77425 | 0.85093 | 0.97199 | 0.79558 | -0.026651 | -0.52711 | -0.91568 | -0.79934 | -0.93567 | -0.43008 | -0.079778 | 0.42126 | 0.94649 | 0.9906 | 1.0547 | 1.1977 | 1.2252 | 1.1137 | 0.93218
DSO | 2 | 6 | 7 | 2020 | Summer | P, [%] | 0 | 0 | 0.08868% | 0.07894% | 0.07561% | 0.07645% | 0.07583% | 0.07743% | 0.08509% | 0.0972% | 0.07956% | 0.002665% | 0.05271% | 0.09157% | 0.07994% | 0.09357% | 0.04301% | 0.007978% | 0.04213% | 0.09465% | 0.09906% | 0.1055% | 0.1198% | 0.1225% | 0.1114% | 0.09322%
DSO | 2 | 6 | 7 | 2020 | Summer | P, [MW] | 0 | 0 | -0.88471 | -0.78785 | -0.7546 | -0.76295 | -0.75687 | -0.77273 | -0.84908 | -0.96949 | -0.79345 | 0.027635 | 0.52881 | 0.91858 | 0.80185 | 0.93852 | 0.43129 | 0.080547 | -0.4202 | -0.94398 | -0.98792 | -1.0518 | -1.1939 | -1.2212 | -1.1105 | -0.92989
DSO | 2 | 6 | 7 | 2020 | Summer | P, [%] | 0 | 0 | 0.08847% | 0.07879% | 0.07546% | 0.0763% | 0.07569% | 0.07727% | 0.08491% | 0.09695% | 0.07935% | 0.002764% | 0.05288% | 0.09186% | 0.08019% | 0.09385% | 0.04313% | 0.008055% | 0.04202% | 0.0944% | 0.09879% | 0.1052% | 0.1194% | 0.1221% | 0.111% | 0.09299%
DSO | 2 | 6 | 7 | 2020 | Summer | Q, [MVAr] | 0 | 0 | 0.53227 | 0.47318 | 0.45718 | 0.46126 | 0.45802 | 0.46579 | 0.49384 | 0.56437 | 0.63807 | 0.69334 | 0.73593 | 0.7273 | 0.73944 | 0.69485 | 0.64114 | 0.60797 | 0.5908 | 0.58996 | 0.59663 | 0.63446 | 0.72541 | 0.74518 | 0.67038 | 0.55733
DSO | 2 | 6 | 7 | 2020 | Summer | Q, [%] | 0 | 0 | 0.05323% | 0.04732% | 0.04572% | 0.04613% | 0.0458% | 0.04658% | 0.04938% | 0.05644% | 0.06381% | 0.06933% | 0.07359% | 0.07273% | 0.07394% | 0.06949% | 0.06411% | 0.0608% | 0.05908% | 0.059% | 0.05966% | 0.06345% | 0.07254% | 0.07452% | 0.06704% | 0.05573%
DSO | 2 | 6 | 7 | 2020 | Summer | Q, [MVAr] | 0 | 0 | -0.53017 | -0.47165 | -0.45581 | -0.45984 | -0.45662 | -0.46433 | -0.49197 | -0.56169 | -0.63583 | -0.69251 | -0.73422 | -0.7241 | -0.73673 | -0.69172 | -0.64005 | -0.60741 | -0.58989 | -0.58726 | -0.59372 | -0.63121 | -0.72106 | -0.74063 | -0.66676 | -0.55491
DSO | 2 | 6 | 7 | 2020 | Summer | Q, [%] | 0 | 0 | 0.05302% | 0.04717% | 0.04558% | 0.04598% | 0.04566% | 0.04643% | 0.0492% | 0.05617% | 0.06358% | 0.06925% | 0.07342% | 0.07241% | 0.07367% | 0.06917% | 0.06401% | 0.06074% | 0.05899% | 0.05873% | 0.05937% | 0.06312% | 0.07211% | 0.07406% | 0.06668% | 0.05549%
DSO | 2 | 6 | 7 | 2020 | Summer | S, [MVA] | 0 | 0 | 1.0342 | 0.92038 | 0.88354 | 0.89283 | 0.88593 | 0.90356 | 0.98385 | 1.124 | 1.0198 | 0.69385 | 0.90523 | 1.1694 | 1.0889 | 1.1655 | 0.77203 | 0.61318 | 0.72561 | 1.1153 | 1.1564 | 1.2309 | 1.4003 | 1.434 | 1.2999 | 1.0861
DSO | 2 | 6 | 7 | 2020 | Summer | S, [%] | 0 | 0 | 0.1034% | 0.09204% | 0.08835% | 0.08928% | 0.08859% | 0.09036% | 0.09839% | 0.1124% | 0.102% | 0.06939% | 0.09052% | 0.1169% | 0.1089% | 0.1165% | 0.0772% | 0.06132% | 0.07256% | 0.1115% | 0.1156% | 0.1231% | 0.14% | 0.1434% | 0.13% | 0.1086%
DSO | 2 | 6 | 7 | 2020 | Summer | S, [MVA] | 0 | 0 | 1.0314 | 0.91823 | 0.88158 | 0.89081 | 0.88394 | 0.9015 | 0.98131 | 1.1205 | 1.0168 | 0.69307 | 0.90483 | 1.1697 | 1.0889 | 1.1659 | 0.7718 | 0.61273 | 0.72425 | 1.1117 | 1.1526 | 1.2266 | 1.3947 | 1.4282 | 1.2953 | 1.0829
DSO | 2 | 6 | 7 | 2020 | Summer | S, [%] | 0 | 0 | 0.1031% | 0.09182% | 0.08816% | 0.08908% | 0.08839% | 0.09015% | 0.09813% | 0.112% | 0.1017% | 0.06931% | 0.09048% | 0.117% | 0.1089% | 0.1166% | 0.07718% | 0.06127% | 0.07243% | 0.1112% | 0.1153% | 0.1227% | 0.1395% | 0.1428% | 0.1295% | 0.1083%
DSO | 2 | 7 | 8 | 2020 | Summer | P, [MW] | 0 | 0 | 0.77464 | 0.69622 | 0.66308 | 0.67141 | 0.66533 | 0.68115 | 0.73471 | 0.78891 | 0.59143 | -0.2271 | -0.71255 | -1.1013 | -0.98544 | -1.1233 | -0.60802 | -0.22668 | 0.27327 | 0.79678 | 0.84086 | 0.86941 | 0.99288 | 1.0204 | 0.94389 | 0.78162
DSO | 2 | 7 | 8 | 2020 | Summer | P, [%] | 0 | 0 | 0.07747% | 0.06962% | 0.06631% | 0.06714% | 0.06653% | 0.06812% | 0.07347% | 0.07889% | 0.05914% | 0.02271% | 0.07126% | 0.1101% | 0.09855% | 0.1123% | 0.0608% | 0.02267% | 0.02733% | 0.07968% | 0.08409% | 0.08694% | 0.09929% | 0.102% | 0.09439% | 0.07816%
DSO | 2 | 7 | 8 | 2020 | Summer | P, [MW] | 0 | 0 | -0.77094 | -0.69329 | -0.66041 | -0.66867 | -0.66263 | -0.67834 | -0.73143 | -0.78501 | -0.58842 | 0.22894 | 0.71696 | 1.1093 | 0.99225 | 1.1313 | 0.61116 | 0.22824 | -0.27171 | -0.79253 | -0.83626 | -0.86462 | -0.98657 | -1.0138 | -0.93829 | -0.77779
DSO | 2 | 7 | 8 | 2020 | Summer | P, [%] | 0 | 0 | 0.07709% | 0.06933% | 0.06604% | 0.06687% | 0.06626% | 0.06783% | 0.07314% | 0.0785% | 0.05884% | 0.02289% | 0.0717% | 0.1109% | 0.09923% | 0.1131% | 0.06112% | 0.02282% | 0.02717% | 0.07925% | 0.08363% | 0.08646% | 0.09866% | 0.1014% | 0.09383% | 0.07778%
DSO | 2 | 7 | 8 | 2020 | Summer | Q, [MVAr] | 0 | 0 | 0.46442 | 0.41689 | 0.40105 | 0.40509 | 0.40187 | 0.40958 | 0.42405 | 0.45499 | 0.51591 | 0.5726 | 0.62288 | 0.61254 | 0.62373 | 0.57872 | 0.53333 | 0.51961 | 0.50208 | 0.49946 | 0.50592 | 0.52245 | 0.60106 | 0.62063 | 0.56735 | 0.46653
DSO | 2 | 7 | 8 | 2020 | Summer | Q, [%] | 0 | 0 | 0.04644% | 0.04169% | 0.04011% | 0.04051% | 0.04019% | 0.04096% | 0.04241% | 0.0455% | 0.05159% | 0.05726% | 0.06229% | 0.06125% | 0.06237% | 0.05787% | 0.05333% | 0.05196% | 0.05021% | 0.04995% | 0.05059% | 0.05225% | 0.06011% | 0.06206% | 0.05674% | 0.04665%
DSO | 2 | 7 | 8 | 2020 | Summer | Q, [MVAr] | 0 | 0 | -0.4621 | -0.41516 | -0.39951 | -0.40349 | -0.40031 | -0.40794 | -0.42205 | -0.45249 | -0.51408 | -0.57165 | -0.62 | -0.60697 | -0.61904 | -0.5732 | -0.53141 | -0.51887 | -0.50134 | -0.4967 | -0.50289 | -0.51929 | -0.59676 | -0.61609 | -0.56359 | -0.46411
DSO | 2 | 7 | 8 | 2020 | Summer | Q, [%] | 0 | 0 | 0.04621% | 0.04152% | 0.03995% | 0.04035% | 0.04003% | 0.04079% | 0.04221% | 0.04525% | 0.05141% | 0.05717% | 0.062% | 0.0607% | 0.0619% | 0.05732% | 0.05314% | 0.05189% | 0.05013% | 0.04967% | 0.05029% | 0.05193% | 0.05968% | 0.06161% | 0.05636% | 0.04641%
DSO | 2 | 7 | 8 | 2020 | Summer | S, [MVA] | 0 | 0 | 0.90319 | 0.8115 | 0.77493 | 0.78414 | 0.77728 | 0.7948 | 0.8483 | 0.91071 | 0.78483 | 0.61599 | 0.94642 | 1.2602 | 1.1662 | 1.2637 | 0.80878 | 0.5669 | 0.57164 | 0.94038 | 0.98132 | 1.0143 | 1.1606 | 1.1943 | 1.1013 | 0.91027
DSO | 2 | 7 | 8 | 2020 | Summer | S, [%] | 0 | 0 | 0.09032% | 0.08115% | 0.07749% | 0.07842% | 0.07773% | 0.07948% | 0.08483% | 0.09107% | 0.07848% | 0.0616% | 0.09464% | 0.126% | 0.1166% | 0.1264% | 0.08088% | 0.05669% | 0.05716% | 0.09404% | 0.09813% | 0.1014% | 0.1161% | 0.1194% | 0.1101% | 0.09103%
DSO | 2 | 7 | 8 | 2020 | Summer | S, [MVA] | 0 | 0 | 0.89882 | 0.80809 | 0.77185 | 0.78097 | 0.77417 | 0.79155 | 0.84446 | 0.90608 | 0.78136 | 0.61579 | 0.94785 | 1.2645 | 1.1695 | 1.2682 | 0.80988 | 0.56685 | 0.57024 | 0.93532 | 0.97582 | 1.0086 | 1.153 | 1.1863 | 1.0945 | 0.90573
DSO | 2 | 7 | 8 | 2020 | Summer | S, [%] | 0 | 0 | 0.08988% | 0.08081% | 0.07719% | 0.0781% | 0.07742% | 0.07916% | 0.08445% | 0.09061% | 0.07814% | 0.06158% | 0.09479% | 0.1265% | 0.117% | 0.1268% | 0.08099% | 0.05669% | 0.05702% | 0.09353% | 0.09758% | 0.1009% | 0.1153% | 0.1186% | 0.1095% | 0.09057%
DSO | 2 | 2 | 9 | 2020 | Summer | P, [MW] | 0 | 0 | 0.046238 | -0.00091663 | -0.041223 | -0.037639 | -0.06617 | -0.046641 | -0.021439 | 0.0045433 | -0.21581 | -0.30251 | -0.26929 | -0.17687 | -0.21135 | -0.22102 | -0.20523 | -0.25751 | -0.35109 | -0.38338 | -0.41006 | -0.48983 | -0.3344 | -0.10078 | 0.06143 | 0.017362
DSO | 2 | 2 | 9 | 2020 | Summer | P, [%] | 0 | 0 | 0.004624% | 9.166e-05% | 0.004122% | 0.003764% | 0.006617% | 0.004664% | 0.002144% | 0.0004543% | 0.02158% | 0.03025% | 0.02693% | 0.01769% | 0.02114% | 0.0221% | 0.02052% | 0.02575% | 0.03511% | 0.03834% | 0.04101% | 0.04898% | 0.03344% | 0.01008% | 0.006143% | 0.001736%
DSO | 2 | 2 | 9 | 2020 | Summer | P, [MW] | 0 | 0 | -0.046122 | 0.0010191 | 0.041323 | 0.037741 | 0.066264 | 0.046732 | 0.021614 | -0.0044324 | 0.21597 | 0.30271 | 0.26948 | 0.17698 | 0.21148 | 0.22116 | 0.20541 | 0.25773 | 0.35142 | 0.38375 | 0.41048 | 0.49038 | 0.33471 | 0.10086 | -0.061352 | -0.017288
DSO | 2 | 2 | 9 | 2020 | Summer | P, [%] | 0 | 0 | 0.004612% | 0.0001019% | 0.004132% | 0.003774% | 0.006626% | 0.004673% | 0.002161% | 0.0004432% | 0.0216% | 0.03027% | 0.02695% | 0.0177% | 0.02115% | 0.02212% | 0.02054% | 0.02577% | 0.03514% | 0.03838% | 0.04105% | 0.04904% | 0.03347% | 0.01009% | 0.006135% | 0.001729%
DSO | 2 | 2 | 9 | 2020 | Summer | Q, [MVAr] | 0 | 0 | -0.24926 | -0.23946 | -0.23205 | -0.23442 | -0.21902 | -0.22065 | -0.31018 | -0.24506 | -0.19874 | -0.11857 | -0.15148 | -0.15378 | -0.15374 | -0.14293 | -0.23235 | -0.21891 | -0.22367 | -0.22517 | -0.22837 | -0.25329 | -0.23228 | -0.18296 | -0.19757 | -0.19948
DSO | 2 | 2 | 9 | 2020 | Summer | Q, [%] | 0 | 0 | 0.02493% | 0.02395% | 0.02321% | 0.02344% | 0.0219% | 0.02206% | 0.03102% | 0.02451% | 0.01987% | 0.01186% | 0.01515% | 0.01538% | 0.01537% | 0.01429% | 0.02324% | 0.02189% | 0.02237% | 0.02252% | 0.02284% | 0.02533% | 0.02323% | 0.0183% | 0.01976% | 0.01995%
DSO | 2 | 2 | 9 | 2020 | Summer | Q, [MVAr] | 0 | 0 | 0.24901 | 0.23919 | 0.23177 | 0.23414 | 0.21874 | 0.22035 | 0.31 | 0.24481 | 0.19856 | 0.11844 | 0.15135 | 0.15355 | 0.15355 | 0.14273 | 0.2322 | 0.21881 | 0.2237 | 0.22526 | 0.22851 | 0.2536 | 0.23227 | 0.18265 | 0.19727 | 0.19918
DSO | 2 | 2 | 9 | 2020 | Summer | Q, [%] | 0 | 0 | 0.0249% | 0.02392% | 0.02318% | 0.02341% | 0.02187% | 0.02204% | 0.031% | 0.02448% | 0.01986% | 0.01184% | 0.01513% | 0.01536% | 0.01536% | 0.01427% | 0.02322% | 0.02188% | 0.02237% | 0.02253% | 0.02285% | 0.02536% | 0.02323% | 0.01827% | 0.01973% | 0.01992%
DSO | 2 | 2 | 9 | 2020 | Summer | S, [MVA] | 0 | 0 | 0.25351 | 0.23947 | 0.23569 | 0.23742 | 0.2288 | 0.22552 | 0.31092 | 0.2451 | 0.29338 | 0.32492 | 0.30897 | 0.23437 | 0.26135 | 0.26321 | 0.31001 | 0.33798 | 0.41629 | 0.44461 | 0.46937 | 0.55144 | 0.40716 | 0.20888 | 0.2069 | 0.20024
DSO | 2 | 2 | 9 | 2020 | Summer | S, [%] | 0 | 0 | 0.02535% | 0.02395% | 0.02357% | 0.02374% | 0.02288% | 0.02255% | 0.03109% | 0.02451% | 0.02934% | 0.03249% | 0.0309% | 0.02344% | 0.02614% | 0.02632% | 0.031% | 0.0338% | 0.04163% | 0.04446% | 0.04694% | 0.05514% | 0.04072% | 0.02089% | 0.02069% | 0.02002%
DSO | 2 | 2 | 9 | 2020 | Summer | S, [MVA] | 0 | 0 | 0.25324 | 0.23919 | 0.23543 | 0.23716 | 0.22855 | 0.22526 | 0.31075 | 0.24485 | 0.29338 | 0.32506 | 0.30907 | 0.2343 | 0.26135 | 0.26321 | 0.31002 | 0.33809 | 0.41658 | 0.44497 | 0.46979 | 0.55207 | 0.4074 | 0.20865 | 0.20659 | 0.19993
DSO | 2 | 2 | 9 | 2020 | Summer | S, [%] | 0 | 0 | 0.02532% | 0.02392% | 0.02354% | 0.02372% | 0.02286% | 0.02253% | 0.03108% | 0.02448% | 0.02934% | 0.03251% | 0.03091% | 0.02343% | 0.02613% | 0.02632% | 0.031% | 0.03381% | 0.04166% | 0.0445% | 0.04698% | 0.05521% | 0.04074% | 0.02087% | 0.02066% | 0.01999%
DSO | 2 | 1 | 20 | 2020 | Summer | P, [MW] | 0 | 0 | 2.8568 | 2.8311 | 2.4217 | 2.5872 | 2.4734 | 2.5038 | 2.8133 | 3.2336 | 2.4879 | -0.88758 | -2.8429 | -3.9073 | -3.2435 | -3.8322 | -2.2388 | -0.79465 | 1.3462 | 3.364 | 3.4598 | 3.6327 | 3.8308 | 3.7369 | 3.4051 | 3.1452
DSO | 2 | 1 | 20 | 2020 | Summer | P, [%] | 0 | 0 | 0.2857% | 0.2831% | 0.2422% | 0.2587% | 0.2473% | 0.2504% | 0.2813% | 0.3234% | 0.2488% | 0.08876% | 0.2843% | 0.3907% | 0.3244% | 0.3832% | 0.2239% | 0.07947% | 0.1346% | 0.3364% | 0.346% | 0.3633% | 0.3831% | 0.3737% | 0.3405% | 0.3145%
DSO | 2 | 1 | 20 | 2020 | Summer | P, [MW] | 0 | 0 | -2.8317 | -2.8068 | -2.4038 | -2.5665 | -2.4547 | -2.4845 | -2.7888 | -3.2012 | -2.468 | 0.89064 | 2.8699 | 3.9596 | 3.2795 | 3.8821 | 2.2549 | 0.79675 | -1.3404 | -3.3282 | -3.422 | -3.5913 | -3.7845 | -3.6934 | -3.3694 | -3.1145
DSO | 2 | 1 | 20 | 2020 | Summer | P, [%] | 0 | 0 | 0.2832% | 0.2807% | 0.2404% | 0.2567% | 0.2455% | 0.2485% | 0.2789% | 0.3201% | 0.2468% | 0.08906% | 0.287% | 0.396% | 0.328% | 0.3882% | 0.2255% | 0.07968% | 0.134% | 0.3328% | 0.3422% | 0.3591% | 0.3784% | 0.3693% | 0.3369% | 0.3114%
DSO | 2 | 1 | 20 | 2020 | Summer | Q, [MVAr] | 0 | 0 | 0.15583 | -0.007612 | -0.038107 | 0.26218 | 0.059434 | -0.3272 | -0.26518 | 0.020189 | 0.20754 | 0.40984 | 0.36981 | 0.60513 | 0.55173 | 0.60174 | 0.1485 | 0.13976 | 0.05972 | 0.15452 | 0.21234 | 0.56681 | 0.71623 | 0.60289 | 0.29979 | 0.17244
DSO | 2 | 1 | 20 | 2020 | Summer | Q, [%] | 0 | 0 | 0.01558% | 0.0007612% | 0.003811% | 0.02622% | 0.005943% | 0.03272% | 0.02652% | 0.002019% | 0.02075% | 0.04098% | 0.03698% | 0.06051% | 0.05517% | 0.06017% | 0.01485% | 0.01398% | 0.005972% | 0.01545% | 0.02123% | 0.05668% | 0.07162% | 0.06029% | 0.02998% | 0.01724%
DSO | 2 | 1 | 20 | 2020 | Summer | Q, [MVAr] | 0 | 0 | -0.12407 | 0.038288 | 0.060492 | -0.23619 | -0.035941 | 0.35157 | 0.29612 | 0.021176 | -0.18246 | -0.40655 | -0.33548 | -0.53808 | -0.50573 | -0.53776 | -0.1283 | -0.13771 | -0.052969 | -0.1089 | -0.16404 | -0.51394 | -0.65694 | -0.54726 | -0.25435 | -0.13336
DSO | 2 | 1 | 20 | 2020 | Summer | Q, [%] | 0 | 0 | 0.01241% | 0.003829% | 0.006049% | 0.02362% | 0.003594% | 0.03516% | 0.02961% | 0.002118% | 0.01825% | 0.04066% | 0.03355% | 0.05381% | 0.05057% | 0.05378% | 0.01283% | 0.01377% | 0.005297% | 0.01089% | 0.0164% | 0.05139% | 0.0657% | 0.05473% | 0.02544% | 0.01334%
DSO | 2 | 1 | 20 | 2020 | Summer | S, [MVA] | 0 | 0 | 2.8611 | 2.8311 | 2.422 | 2.6004 | 2.4741 | 2.5251 | 2.8257 | 3.2337 | 2.4966 | 0.97763 | 2.8668 | 3.9539 | 3.2901 | 3.8792 | 2.2437 | 0.80685 | 1.3475 | 3.3675 | 3.4664 | 3.6766 | 3.8972 | 3.7852 | 3.4182 | 3.1499
DSO | 2 | 1 | 20 | 2020 | Summer | S, [%] | 0 | 0 | 0.2861% | 0.2831% | 0.2422% | 0.26% | 0.2474% | 0.2525% | 0.2826% | 0.3234% | 0.2497% | 0.09776% | 0.2867% | 0.3954% | 0.329% | 0.3879% | 0.2244% | 0.08069% | 0.1348% | 0.3368% | 0.3466% | 0.3677% | 0.3897% | 0.3785% | 0.3418% | 0.315%
DSO | 2 | 1 | 20 | 2020 | Summer | S, [MVA] | 0 | 0 | 2.8345 | 2.8071 | 2.4046 | 2.5774 | 2.455 | 2.5092 | 2.8045 | 3.2012 | 2.4748 | 0.97904 | 2.8895 | 3.996 | 3.3183 | 3.9192 | 2.2585 | 0.80856 | 1.3415 | 3.33 | 3.426 | 3.6279 | 3.8411 | 3.7337 | 3.379 | 3.1173
DSO | 2 | 1 | 20 | 2020 | Summer | S, [%] | 0 | 0 | 0.2834% | 0.2807% | 0.2405% | 0.2577% | 0.2455% | 0.2509% | 0.2805% | 0.3201% | 0.2475% | 0.0979% | 0.2889% | 0.3996% | 0.3318% | 0.3919% | 0.2259% | 0.08086% | 0.1342% | 0.333% | 0.3426% | 0.3628% | 0.3841% | 0.3734% | 0.3379% | 0.3117%
DSO | 2 | 20 | 21 | 2020 | Summer | P, [MW] | 0 | 0 | 2.089 | 2.1387 | 1.7605 | 1.917 | 1.8104 | 1.828 | 2.1141 | 2.4769 | 1.6335 | -1.789 | -3.8606 | -4.9867 | -4.3189 | -4.8147 | -3.1033 | -1.6151 | 0.52707 | 2.5304 | 2.6143 | 2.7579 | 2.8263 | 2.7036 | 2.4649 | 2.3686
DSO | 2 | 20 | 21 | 2020 | Summer | P, [%] | 0 | 0 | 0.2089% | 0.2139% | 0.1761% | 0.1917% | 0.181% | 0.1828% | 0.2114% | 0.2477% | 0.1634% | 0.1789% | 0.3861% | 0.4987% | 0.4319% | 0.4815% | 0.3103% | 0.1615% | 0.05271% | 0.253% | 0.2614% | 0.2758% | 0.2826% | 0.2704% | 0.2465% | 0.2369%
DSO | 2 | 20 | 21 | 2020 | Summer | P, [MW] | 0 | 0 | -2.0777 | -2.1275 | -1.7529 | -1.9071 | -1.8021 | -1.8201 | -2.1032 | -2.4615 | -1.626 | 1.7978 | 3.8985 | 5.0506 | 4.3671 | 4.8739 | 3.1274 | 1.6224 | -0.52579 | -2.5139 | -2.5965 | -2.7371 | -2.8042 | -2.6842 | -2.4494 | -2.3544
DSO | 2 | 20 | 21 | 2020 | Summer | P, [%] | 0 | 0 | 0.2078% | 0.2128% | 0.1753% | 0.1907% | 0.1802% | 0.182% | 0.2103% | 0.2462% | 0.1626% | 0.1798% | 0.3898% | 0.5051% | 0.4367% | 0.4874% | 0.3127% | 0.1622% | 0.05258% | 0.2514% | 0.2597% | 0.2737% | 0.2804% | 0.2684% | 0.2449% | 0.2354%
DSO | 2 | 20 | 21 | 2020 | Summer | Q, [MVAr] | 0 | 0 | 0.62209 | 0.44008 | 0.40306 | 0.70447 | 0.47341 | 0.089135 | 0.32388 | 0.46844 | 0.57959 | 0.64343 | 0.63818 | 0.84518 | 0.81283 | 0.82322 | 0.59271 | 0.57532 | 0.50038 | 0.55941 | 0.62107 | 1.0211 | 1.1215 | 0.91256 | 0.64888 | 0.53172
DSO | 2 | 20 | 21 | 2020 | Summer | Q, [%] | 0 | 0 | 0.06221% | 0.04401% | 0.04031% | 0.07045% | 0.04734% | 0.008914% | 0.03239% | 0.04684% | 0.05796% | 0.06434% | 0.06382% | 0.08452% | 0.08128% | 0.08232% | 0.05927% | 0.05753% | 0.05004% | 0.05594% | 0.06211% | 0.1021% | 0.1121% | 0.09126% | 0.06489% | 0.05317%
DSO | 2 | 20 | 21 | 2020 | Summer | Q, [MVAr] | 0 | 0 | -0.60795 | -0.42611 | -0.39364 | -0.6922 | -0.4632 | -0.079477 | -0.31035 | -0.44904 | -0.57044 | -0.63253 | -0.58969 | -0.76286 | -0.75086 | -0.74707 | -0.56204 | -0.5665 | -0.49922 | -0.5385 | -0.59856 | -0.99478 | -1.0933 | -0.88796 | -0.62936 | -0.51382
DSO | 2 | 20 | 21 | 2020 | Summer | Q, [%] | 0 | 0 | 0.0608% | 0.04261% | 0.03936% | 0.06922% | 0.04632% | 0.007948% | 0.03104% | 0.0449% | 0.05704% | 0.06325% | 0.05897% | 0.07629% | 0.07509% | 0.07471% | 0.0562% | 0.05665% | 0.04992% | 0.05385% | 0.05986% | 0.09948% | 0.1093% | 0.0888% | 0.06294% | 0.05138%
DSO | 2 | 20 | 21 | 2020 | Summer | S, [MVA] | 0 | 0 | 2.1797 | 2.1835 | 1.8061 | 2.0423 | 1.8712 | 1.8302 | 2.1387 | 2.5208 | 1.7333 | 1.9012 | 3.913 | 5.0578 | 4.3947 | 4.8846 | 3.1594 | 1.7145 | 0.72676 | 2.5915 | 2.6871 | 2.9408 | 3.0407 | 2.8535 | 2.5489 | 2.4276
DSO | 2 | 20 | 21 | 2020 | Summer | S, [%] | 0 | 0 | 0.218% | 0.2184% | 0.1806% | 0.2042% | 0.1871% | 0.183% | 0.2139% | 0.2521% | 0.1733% | 0.1901% | 0.3913% | 0.5058% | 0.4395% | 0.4885% | 0.3159% | 0.1715% | 0.07268% | 0.2592% | 0.2687% | 0.2941% | 0.3041% | 0.2854% | 0.2549% | 0.2428%
DSO | 2 | 20 | 21 | 2020 | Summer | S, [MVA] | 0 | 0 | 2.1648 | 2.1698 | 1.7965 | 2.0288 | 1.8606 | 1.8219 | 2.126 | 2.5021 | 1.7232 | 1.9058 | 3.9428 | 5.1079 | 4.4312 | 4.9308 | 3.1775 | 1.7184 | 0.72504 | 2.5709 | 2.6646 | 2.9123 | 3.0097 | 2.8273 | 2.529 | 2.4098
DSO | 2 | 20 | 21 | 2020 | Summer | S, [%] | 0 | 0 | 0.2165% | 0.217% | 0.1797% | 0.2029% | 0.1861% | 0.1822% | 0.2126% | 0.2502% | 0.1723% | 0.1906% | 0.3943% | 0.5108% | 0.4431% | 0.4931% | 0.3178% | 0.1718% | 0.0725% | 0.2571% | 0.2665% | 0.2912% | 0.301% | 0.2827% | 0.2529% | 0.241%
DSO | 2 | 21 | 22 | 2020 | Summer | P, [MW] | 0 | 0 | 0.11404 | 0.10199 | 0.095359 | 0.095227 | 0.097297 | 0.099351 | 0.12104 | 0.15051 | -0.1266 | -0.93468 | -1.4383 | -1.7632 | -1.6149 | -1.7223 | -1.2154 | -0.8524 | -0.38719 | 0.1278 | 0.158 | 0.1573 | 0.15601 | 0.15689 | 0.14786 | 0.12677
DSO | 2 | 21 | 22 | 2020 | Summer | P, [%] | 0 | 0 | 0.0114% | 0.0102% | 0.009536% | 0.009523% | 0.00973% | 0.009935% | 0.0121% | 0.01505% | 0.01266% | 0.09347% | 0.1438% | 0.1763% | 0.1615% | 0.1722% | 0.1215% | 0.08524% | 0.03872% | 0.01278% | 0.0158% | 0.01573% | 0.0156% | 0.01569% | 0.01479% | 0.01268%
DSO | 2 | 21 | 22 | 2020 | Summer | P, [MW] | 0 | 0 | -0.11396 | -0.10191 | -0.095293 | -0.095161 | -0.097229 | -0.099289 | -0.12095 | -0.15036 | 0.12673 | 0.93933 | 1.4492 | 1.7798 | 1.6288 | 1.7381 | 1.2231 | 0.85631 | 0.38803 | -0.12768 | -0.15783 | -0.15714 | -0.15585 | -0.15673 | -0.14772 | -0.12666
DSO | 2 | 21 | 22 | 2020 | Summer | P, [%] | 0 | 0 | 0.0114% | 0.01019% | 0.009529% | 0.009516% | 0.009723% | 0.009929% | 0.0121% | 0.01504% | 0.01267% | 0.09393% | 0.1449% | 0.178% | 0.1629% | 0.1738% | 0.1223% | 0.08563% | 0.0388% | 0.01277% | 0.01578% | 0.01571% | 0.01559% | 0.01567% | 0.01477% | 0.01267%
DSO | 2 | 21 | 22 | 2020 | Summer | Q, [MVAr] | 0 | 0 | 0.060442 | 0.060405 | 0.060397 | 0.060408 | 0.060407 | 0.048423 | 0.04643 | 0.07746 | 0.088551 | 0.10698 | 0.11728 | 0.13616 | 0.13211 | 0.13923 | 0.12349 | 0.1176 | 0.088376 | 0.077212 | 0.076473 | 0.073434 | 0.072651 | 0.073182 | 0.070352 | 0.069431
DSO | 2 | 21 | 22 | 2020 | Summer | Q, [%] | 0 | 0 | 0.006044% | 0.006041% | 0.00604% | 0.006041% | 0.006041% | 0.004842% | 0.004643% | 0.007746% | 0.008855% | 0.0107% | 0.01173% | 0.01362% | 0.01321% | 0.01392% | 0.01235% | 0.01176% | 0.008838% | 0.007721% | 0.007647% | 0.007343% | 0.007265% | 0.007318% | 0.007035% | 0.006943%
DSO | 2 | 21 | 22 | 2020 | Summer | Q, [MVAr] | 0 | 0 | -0.06145 | -0.06145 | -0.06145 | -0.06145 | -0.06145 | -0.049485 | -0.047445 | -0.078364 | -0.089463 | -0.10209 | -0.10422 | -0.11582 | -0.11516 | -0.12 | -0.11467 | -0.11365 | -0.088404 | -0.078137 | -0.077338 | -0.074333 | -0.073554 | -0.074093 | -0.071288 | -0.070393
DSO | 2 | 21 | 22 | 2020 | Summer | Q, [%] | 0 | 0 | 0.006145% | 0.006145% | 0.006145% | 0.006145% | 0.006145% | 0.004949% | 0.004745% | 0.007837% | 0.008946% | 0.01021% | 0.01042% | 0.01158% | 0.01152% | 0.012% | 0.01147% | 0.01136% | 0.00884% | 0.007814% | 0.007734% | 0.007433% | 0.007355% | 0.007409% | 0.007129% | 0.007039%
DSO | 2 | 21 | 22 | 2020 | Summer | S, [MVA] | 0 | 0 | 0.12907 | 0.11853 | 0.11288 | 0.11277 | 0.11452 | 0.11052 | 0.12964 | 0.16927 | 0.1545 | 0.94079 | 1.443 | 1.7685 | 1.6203 | 1.728 | 1.2216 | 0.86047 | 0.39715 | 0.14931 | 0.17553 | 0.1736 | 0.17209 | 0.17312 | 0.16374 | 0.14454
DSO | 2 | 21 | 22 | 2020 | Summer | S, [%] | 0 | 0 | 0.01291% | 0.01185% | 0.01129% | 0.01128% | 0.01145% | 0.01105% | 0.01296% | 0.01693% | 0.01545% | 0.09408% | 0.1443% | 0.1768% | 0.162% | 0.1728% | 0.1222% | 0.08605% | 0.03972% | 0.01493% | 0.01755% | 0.01736% | 0.01721% | 0.01731% | 0.01637% | 0.01445%
DSO | 2 | 21 | 22 | 2020 | Summer | S, [MVA] | 0 | 0 | 0.12947 | 0.11901 | 0.11339 | 0.11328 | 0.11502 | 0.11094 | 0.12993 | 0.16955 | 0.15513 | 0.94486 | 1.453 | 1.7836 | 1.6329 | 1.7422 | 1.2284 | 0.86382 | 0.39797 | 0.14969 | 0.17576 | 0.17383 | 0.17234 | 0.17336 | 0.16402 | 0.14491
DSO | 2 | 21 | 22 | 2020 | Summer | S, [%] | 0 | 0 | 0.01295% | 0.0119% | 0.01134% | 0.01133% | 0.0115% | 0.01109% | 0.01299% | 0.01696% | 0.01551% | 0.09449% | 0.1453% | 0.1784% | 0.1633% | 0.1742% | 0.1228% | 0.08638% | 0.0398% | 0.01497% | 0.01758% | 0.01738% | 0.01723% | 0.01734% | 0.0164% | 0.01449%
DSO | 2 | 21 | 23 | 2020 | Summer | P, [MW] | 0 | 0 | 1.771 | 1.8563 | 1.4963 | 1.663 | 1.5549 | 1.5677 | 1.7945 | 2.0775 | 1.4848 | -1.1335 | -2.7339 | -3.5883 | -3.0551 | -3.4532 | -2.1916 | -1.0348 | 0.6457 | 2.119 | 2.1642 | 2.2928 | 2.3536 | 2.2285 | 2.0284 | 1.9935
DSO | 2 | 21 | 23 | 2020 | Summer | P, [%] | 0 | 0 | 0.1771% | 0.1856% | 0.1496% | 0.1663% | 0.1555% | 0.1568% | 0.1795% | 0.2078% | 0.1485% | 0.1134% | 0.2734% | 0.3588% | 0.3055% | 0.3453% | 0.2192% | 0.1035% | 0.06457% | 0.2119% | 0.2164% | 0.2293% | 0.2354% | 0.2229% | 0.2028% | 0.1993%
DSO | 2 | 21 | 23 | 2020 | Summer | P, [MW] | 0 | 0 | -1.7566 | -1.8413 | -1.4865 | -1.6499 | -1.5442 | -1.5573 | -1.7805 | -2.0583 | -1.4744 | 1.1396 | 2.7669 | 3.6457 | 3.097 | 3.5061 | 2.2125 | 1.0399 | -0.64357 | -2.0984 | -2.1425 | -2.2672 | -2.326 | -2.2051 | -2.0098 | -1.9756
DSO | 2 | 21 | 23 | 2020 | Summer | P, [%] | 0 | 0 | 0.1757% | 0.1841% | 0.1487% | 0.165% | 0.1544% | 0.1557% | 0.1781% | 0.2058% | 0.1474% | 0.114% | 0.2767% | 0.3646% | 0.3097% | 0.3506% | 0.2213% | 0.104% | 0.06436% | 0.2098% | 0.2143% | 0.2267% | 0.2326% | 0.2205% | 0.201% | 0.1976%
DSO | 2 | 21 | 23 | 2020 | Summer | Q, [MVAr] | 0 | 0 | 0.42089 | 0.25782 | 0.22614 | 0.53472 | 0.29321 | -0.06887 | 0.15673 | 0.22399 | 0.30826 | 0.3463 | 0.28599 | 0.43787 | 0.43081 | 0.41784 | 0.26567 | 0.28768 | 0.25841 | 0.30736 | 0.36689 | 0.76755 | 0.86608 | 0.64781 | 0.41252 | 0.30401
DSO | 2 | 21 | 23 | 2020 | Summer | Q, [%] | 0 | 0 | 0.04209% | 0.02578% | 0.02261% | 0.05347% | 0.02932% | 0.006887% | 0.01567% | 0.0224% | 0.03083% | 0.03463% | 0.0286% | 0.04379% | 0.04308% | 0.04178% | 0.02657% | 0.02877% | 0.02584% | 0.03074% | 0.03669% | 0.07676% | 0.08661% | 0.06478% | 0.04125% | 0.0304%
DSO | 2 | 21 | 23 | 2020 | Summer | Q, [MVAr] | 0 | 0 | -0.40322 | -0.23935 | -0.21442 | -0.51862 | -0.28021 | 0.081481 | -0.13956 | -0.19999 | -0.29574 | -0.33931 | -0.24421 | -0.3644 | -0.37741 | -0.35035 | -0.23961 | -0.28205 | -0.25657 | -0.28161 | -0.33977 | -0.73522 | -0.83123 | -0.61836 | -0.38935 | -0.28179
DSO | 2 | 21 | 23 | 2020 | Summer | Q, [%] | 0 | 0 | 0.04032% | 0.02394% | 0.02144% | 0.05186% | 0.02802% | 0.008148% | 0.01396% | 0.02% | 0.02957% | 0.03393% | 0.02442% | 0.03644% | 0.03774% | 0.03504% | 0.02396% | 0.02821% | 0.02566% | 0.02816% | 0.03398% | 0.07352% | 0.08312% | 0.06184% | 0.03894% | 0.02818%
DSO | 2 | 21 | 23 | 2020 | Summer | S, [MVA] | 0 | 0 | 1.8203 | 1.8741 | 1.5133 | 1.7469 | 1.5824 | 1.5692 | 1.8013 | 2.0896 | 1.5164 | 1.1852 | 2.7488 | 3.6149 | 3.0853 | 3.4784 | 2.2077 | 1.0741 | 0.69549 | 2.1411 | 2.195 | 2.4179 | 2.5079 | 2.3208 | 2.0699 | 2.0165
DSO | 2 | 21 | 23 | 2020 | Summer | S, [%] | 0 | 0 | 0.182% | 0.1874% | 0.1513% | 0.1747% | 0.1582% | 0.1569% | 0.1801% | 0.209% | 0.1516% | 0.1185% | 0.2749% | 0.3615% | 0.3085% | 0.3478% | 0.2208% | 0.1074% | 0.06955% | 0.2141% | 0.2195% | 0.2418% | 0.2508% | 0.2321% | 0.207% | 0.2017%
DSO | 2 | 21 | 23 | 2020 | Summer | S, [MVA] | 0 | 0 | 1.8023 | 1.8568 | 1.5019 | 1.7295 | 1.5694 | 1.5594 | 1.786 | 2.068 | 1.5038 | 1.189 | 2.7776 | 3.6639 | 3.12 | 3.5235 | 2.2254 | 1.0775 | 0.69283 | 2.1172 | 2.1693 | 2.3834 | 2.4701 | 2.2901 | 2.0471 | 1.9956
DSO | 2 | 21 | 23 | 2020 | Summer | S, [%] | 0 | 0 | 0.1802% | 0.1857% | 0.1502% | 0.173% | 0.1569% | 0.1559% | 0.1786% | 0.2068% | 0.1504% | 0.1189% | 0.2778% | 0.3664% | 0.312% | 0.3524% | 0.2225% | 0.1077% | 0.06928% | 0.2117% | 0.2169% | 0.2383% | 0.247% | 0.229% | 0.2047% | 0.1996%
DSO | 2 | 23 | 24 | 2020 | Summer | P, [MW] | 0 | 0 | 0.39982 | 0.39615 | 0.38262 | 0.37491 | 0.37277 | 0.3786 | 0.37545 | 0.45274 | 0.21032 | -0.67424 | -1.1872 | -1.5185 | -1.3492 | -1.4743 | -0.99645 | -0.60892 | -0.094564 | 0.41523 | 0.43054 | 0.42476 | 0.42394 | 0.42035 | 0.38935 | 0.37707
DSO | 2 | 23 | 24 | 2020 | Summer | P, [%] | 0 | 0 | 0.03998% | 0.03962% | 0.03826% | 0.03749% | 0.03728% | 0.03786% | 0.03755% | 0.04527% | 0.02103% | 0.06742% | 0.1187% | 0.1519% | 0.1349% | 0.1474% | 0.09965% | 0.06089% | 0.009457% | 0.04152% | 0.04305% | 0.04248% | 0.04239% | 0.04204% | 0.03894% | 0.03771%
DSO | 2 | 23 | 24 | 2020 | Summer | P, [MW] | 0 | 0 | -0.39908 | -0.39546 | -0.38203 | -0.37429 | -0.37216 | -0.37799 | -0.37479 | -0.45183 | -0.20992 | 0.67591 | 1.1918 | 1.526 | 1.3552 | 1.4813 | 0.99975 | 0.61036 | 0.094849 | -0.41445 | -0.42961 | -0.42385 | -0.42309 | -0.41948 | -0.3886 | -0.3764
DSO | 2 | 23 | 24 | 2020 | Summer | P, [%] | 0 | 0 | 0.03991% | 0.03955% | 0.0382% | 0.03743% | 0.03722% | 0.0378% | 0.03748% | 0.04518% | 0.02099% | 0.06759% | 0.1192% | 0.1526% | 0.1355% | 0.1481% | 0.09998% | 0.06104% | 0.009485% | 0.04145% | 0.04296% | 0.04239% | 0.04231% | 0.04195% | 0.03886% | 0.03764%
DSO | 2 | 23 | 24 | 2020 | Summer | Q, [MVAr] | 0 | 0 | 0.2615 | 0.24643 | 0.19959 | 0.22892 | 0.23298 | 0.22805 | 0.25573 | 0.27294 | 0.27698 | 0.26773 | 0.26854 | 0.29873 | 0.28898 | 0.29577 | 0.28501 | 0.28716 | 0.28067 | 0.24478 | 0.30439 | 0.31053 | 0.28024 | 0.29597 | 0.28327 | 0.25003
DSO | 2 | 23 | 24 | 2020 | Summer | Q, [%] | 0 | 0 | 0.02615% | 0.02464% | 0.01996% | 0.02289% | 0.0233% | 0.02281% | 0.02557% | 0.02729% | 0.0277% | 0.02677% | 0.02685% | 0.02987% | 0.0289% | 0.02958% | 0.0285% | 0.02872% | 0.02807% | 0.02448% | 0.03044% | 0.03105% | 0.02802% | 0.0296% | 0.02833% | 0.025%
DSO | 2 | 23 | 24 | 2020 | Summer | Q, [MVAr] | 0 | 0 | -0.26121 | -0.24621 | -0.1995 | -0.22878 | -0.23285 | -0.22794 | -0.25555 | -0.2724 | -0.2771 | -0.26626 | -0.26324 | -0.28972 | -0.2819 | -0.28737 | -0.28144 | -0.28597 | -0.28097 | -0.24442 | -0.30382 | -0.31 | -0.27978 | -0.29551 | -0.28295 | -0.24982
DSO | 2 | 23 | 24 | 2020 | Summer | Q, [%] | 0 | 0 | 0.02612% | 0.02462% | 0.01995% | 0.02288% | 0.02329% | 0.02279% | 0.02556% | 0.02724% | 0.02771% | 0.02663% | 0.02632% | 0.02897% | 0.02819% | 0.02874% | 0.02814% | 0.0286% | 0.0281% | 0.02444% | 0.03038% | 0.031% | 0.02798% | 0.02955% | 0.0283% | 0.02498%
DSO | 2 | 23 | 24 | 2020 | Summer | S, [MVA] | 0 | 0 | 0.47774 | 0.46654 | 0.43155 | 0.43927 | 0.43959 | 0.44198 | 0.45427 | 0.52865 | 0.34779 | 0.72545 | 1.2172 | 1.5477 | 1.3798 | 1.5036 | 1.0364 | 0.67323 | 0.29617 | 0.48201 | 0.52727 | 0.52617 | 0.50819 | 0.51409 | 0.48149 | 0.45244
DSO | 2 | 23 | 24 | 2020 | Summer | S, [%] | 0 | 0 | 0.04777% | 0.04665% | 0.04316% | 0.04393% | 0.04396% | 0.0442% | 0.04543% | 0.05287% | 0.03478% | 0.07255% | 0.1217% | 0.1548% | 0.138% | 0.1504% | 0.1036% | 0.06732% | 0.02962% | 0.0482% | 0.05273% | 0.05262% | 0.05082% | 0.05141% | 0.04815% | 0.04524%
DSO | 2 | 23 | 24 | 2020 | Summer | S, [MVA] | 0 | 0 | 0.47697 | 0.46584 | 0.43098 | 0.43867 | 0.439 | 0.4414 | 0.45362 | 0.52759 | 0.34764 | 0.72646 | 1.2205 | 1.5533 | 1.3842 | 1.5089 | 1.0386 | 0.67403 | 0.29655 | 0.48115 | 0.52618 | 0.52512 | 0.50723 | 0.51312 | 0.4807 | 0.45176
DSO | 2 | 23 | 24 | 2020 | Summer | S, [%] | 0 | 0 | 0.0477% | 0.04658% | 0.0431% | 0.04387% | 0.0439% | 0.04414% | 0.04536% | 0.05276% | 0.03476% | 0.07265% | 0.1221% | 0.1553% | 0.1384% | 0.1509% | 0.1039% | 0.0674% | 0.02965% | 0.04812% | 0.05262% | 0.05251% | 0.05072% | 0.05131% | 0.04807% | 0.04518%
DSO | 2 | 23 | 25 | 2020 | Summer | P, [MW] | 0 | 0 | 0.82244 | 0.77512 | 0.74415 | 0.68934 | 0.66659 | 0.69755 | 0.76935 | 0.98901 | 0.53521 | -1.1907 | -2.2372 | -2.8395 | -2.5064 | -2.7708 | -1.9409 | -1.1875 | -0.090049 | 0.92757 | 1.0396 | 1.0965 | 1.1473 | 1.0684 | 0.92377 | 0.84111
DSO | 2 | 23 | 25 | 2020 | Summer | P, [%] | 0 | 0 | 16.45% | 15.5% | 14.88% | 13.79% | 13.33% | 13.95% | 15.39% | 19.78% | 10.7% | 23.81% | 44.74% | 56.79% | 50.13% | 55.42% | 38.82% | 23.75% | 1.801% | 18.55% | 20.79% | 21.93% | 22.95% | 21.37% | 18.48% | 16.82%
DSO | 2 | 23 | 25 | 2020 | Summer | P, [MW] | 0 | 0 | -0.81949 | -0.77193 | -0.74173 | -0.68737 | -0.66448 | -0.69409 | -0.76581 | -0.98396 | -0.53318 | 1.197 | 2.2579 | 2.8723 | 2.5322 | 2.802 | 1.9567 | 1.1942 | 0.091219 | -0.92302 | -1.0343 | -1.0914 | -1.1417 | -1.0636 | -0.91976 | -0.8373
DSO | 2 | 23 | 25 | 2020 | Summer | P, [%] | 0 | 0 | 16.39% | 15.44% | 14.83% | 13.75% | 13.29% | 13.88% | 15.32% | 19.68% | 10.66% | 23.94% | 45.16% | 57.45% | 50.64% | 56.04% | 39.13% | 23.88% | 1.824% | 18.46% | 20.69% | 21.83% | 22.83% | 21.27% | 18.4% | 16.75%
DSO | 2 | 23 | 25 | 2020 | Summer | Q, [MVAr] | 0 | 0 | -0.19427 | -0.42834 | -0.21007 | -0.077526 | -0.26873 | -0.61048 | -0.52023 | -0.47191 | -0.43614 | -0.3959 | -0.42583 | -0.3549 | -0.35222 | -0.37641 | -0.49507 | -0.49297 | -0.5241 | -0.44775 | -0.39338 | -0.053029 | 0.068231 | -0.1321 | -0.3358 | -0.44897
DSO | 2 | 23 | 25 | 2020 | Summer | Q, [%] | 0 | 0 | 3.885% | 8.567% | 4.201% | 1.551% | 5.375% | 12.21% | 10.4% | 9.438% | 8.723% | 7.918% | 8.517% | 7.098% | 7.044% | 7.528% | 9.901% | 9.859% | 10.48% | 8.955% | 7.868% | 1.061% | 1.365% | 2.642% | 6.716% | 8.979%
DSO | 2 | 23 | 25 | 2020 | Summer | Q, [MVAr] | 0 | 0 | 0.19701 | 0.43136 | 0.21214 | 0.079059 | 0.27042 | 0.61382 | 0.52367 | 0.47724 | 0.43779 | 0.40282 | 0.45044 | 0.39435 | 0.38311 | 0.41382 | 0.51358 | 0.50034 | 0.52464 | 0.45249 | 0.39906 | 0.058426 | -0.062215 | 0.13718 | 0.33985 | 0.45278
DSO | 2 | 23 | 25 | 2020 | Summer | Q, [%] | 0 | 0 | 3.94% | 8.627% | 4.243% | 1.581% | 5.408% | 12.28% | 10.47% | 9.545% | 8.756% | 8.056% | 9.009% | 7.887% | 7.662% | 8.276% | 10.27% | 10.01% | 10.49% | 9.05% | 7.981% | 1.169% | 1.244% | 2.744% | 6.797% | 9.056%
DSO | 2 | 23 | 25 | 2020 | Summer | S, [MVA] | 0 | 0 | 0.84507 | 0.8856 | 0.77323 | 0.69369 | 0.71872 | 0.92696 | 0.92873 | 1.0958 | 0.69042 | 1.2548 | 2.2773 | 2.8616 | 2.531 | 2.7963 | 2.003 | 1.2858 | 0.53178 | 1.03 | 1.1115 | 1.0977 | 1.1493 | 1.0766 | 0.98291 | 0.95344
DSO | 2 | 23 | 25 | 2020 | Summer | S, [%] | 0 | 0 | 16.9% | 17.71% | 15.46% | 13.87% | 14.37% | 18.54% | 18.57% | 21.92% | 13.81% | 25.1% | 45.55% | 57.23% | 50.62% | 55.93% | 40.06% | 25.72% | 10.64% | 20.6% | 22.23% | 21.95% | 22.99% | 21.53% | 19.66% | 19.07%
DSO | 2 | 23 | 25 | 2020 | Summer | S, [MVA] | 0 | 0 | 0.84284 | 0.88428 | 0.77147 | 0.6919 | 0.7174 | 0.92657 | 0.92774 | 1.0936 | 0.68988 | 1.263 | 2.3024 | 2.8992 | 2.561 | 2.8324 | 2.023 | 1.2948 | 0.53251 | 1.028 | 1.1086 | 1.0929 | 1.1434 | 1.0724 | 0.98054 | 0.95188
DSO | 2 | 23 | 25 | 2020 | Summer | S, [%] | 0 | 0 | 16.86% | 17.69% | 15.43% | 13.84% | 14.35% | 18.53% | 18.55% | 21.87% | 13.8% | 25.26% | 46.05% | 57.98% | 51.22% | 56.65% | 40.46% | 25.9% | 10.65% | 20.56% | 22.17% | 21.86% | 22.87% | 21.45% | 19.61% | 19.04%
DSO | 2 | 25 | 26 | 2020 | Summer | P, [MW] | 0 | 0 | 0.11413 | 0.10724 | 0.09791 | 0.10272 | 0.10078 | 0.10297 | 0.14724 | 0.18607 | -0.4017 | -2.122 | -3.187 | -3.8894 | -3.5726 | -3.8186 | -2.7531 | -1.9836 | -0.98604 | 0.083402 | 0.15582 | 0.16967 | 0.17745 | 0.16585 | 0.146 | 0.12166
DSO | 2 | 25 | 26 | 2020 | Summer | P, [%] | 0 | 0 | 0.01141% | 0.01072% | 0.009791% | 0.01027% | 0.01008% | 0.0103% | 0.01472% | 0.01861% | 0.04017% | 0.2122% | 0.3187% | 0.3889% | 0.3573% | 0.3819% | 0.2753% | 0.1984% | 0.0986% | 0.00834% | 0.01558% | 0.01697% | 0.01775% | 0.01659% | 0.0146% | 0.01217%
DSO | 2 | 25 | 26 | 2020 | Summer | P, [MW] | 0 | 0 | -0.11412 | -0.10722 | -0.097881 | -0.10271 | -0.10077 | -0.10296 | -0.14721 | -0.18602 | 0.40192 | 2.1274 | 3.1988 | 3.9069 | 3.5874 | 3.8353 | 2.7617 | 1.9882 | 0.98722 | -0.083392 | -0.15579 | -0.16963 | -0.17741 | -0.16582 | -0.14597 | -0.12164
DSO | 2 | 25 | 26 | 2020 | Summer | P, [%] | 0 | 0 | 0.01141% | 0.01072% | 0.009788% | 0.01027% | 0.01008% | 0.0103% | 0.01472% | 0.0186% | 0.04019% | 0.2127% | 0.3199% | 0.3907% | 0.3587% | 0.3835% | 0.2762% | 0.1988% | 0.09872% | 0.008339% | 0.01558% | 0.01696% | 0.01774% | 0.01658% | 0.0146% | 0.01216%
DSO | 2 | 25 | 26 | 2020 | Summer | Q, [MVAr] | 0 | 0 | -0.020451 | -0.017162 | -0.12104 | -0.0036249 | -0.0027278 | 0.0061849 | -0.037303 | -0.077005 | -0.08317 | -0.048204 | -0.04272 | -0.039655 | -0.028411 | -0.031742 | -0.090808 | -0.026951 | -0.033613 | -0.037268 | -0.030188 | -0.013752 | -0.021331 | -0.012327 | 0.0080316 | 0.0329
DSO | 2 | 25 | 26 | 2020 | Summer | Q, [%] | 0 | 0 | 0.002045% | 0.001716% | 0.0121% | 0.0003625% | 0.0002728% | 0.0006185% | 0.00373% | 0.007701% | 0.008317% | 0.00482% | 0.004272% | 0.003965% | 0.002841% | 0.003174% | 0.009081% | 0.002695% | 0.003361% | 0.003727% | 0.003019% | 0.001375% | 0.002133% | 0.001233% | 0.0008032% | 0.00329%
DSO | 2 | 25 | 26 | 2020 | Summer | Q, [MVAr] | 0 | 0 | 0.019413 | 0.0161 | 0.12 | 0.0025763 | 0.0016692 | -0.0072622 | 0.036265 | 0.076026 | 0.082404 | 0.053662 | 0.056092 | 0.060049 | 0.045626 | 0.051249 | 0.10035 | 0.031616 | 0.034006 | 0.03626 | 0.02921 | 0.012766 | 0.020353 | 0.011326 | -0.0090538 | -0.033922
DSO | 2 | 25 | 26 | 2020 | Summer | Q, [%] | 0 | 0 | 0.001941% | 0.00161% | 0.012% | 0.0002576% | 0.0001669% | 0.0007262% | 0.003627% | 0.007603% | 0.008241% | 0.005366% | 0.005609% | 0.006005% | 0.004563% | 0.005125% | 0.01004% | 0.003162% | 0.003401% | 0.003626% | 0.002921% | 0.001277% | 0.002035% | 0.001133% | 0.0009054% | 0.003392%
DSO | 2 | 25 | 26 | 2020 | Summer | S, [MVA] | 0 | 0 | 0.11595 | 0.1086 | 0.15569 | 0.10279 | 0.10082 | 0.10316 | 0.15189 | 0.20137 | 0.41022 | 2.1226 | 3.1873 | 3.8896 | 3.5727 | 3.8187 | 2.7546 | 1.9837 | 0.98661 | 0.09135 | 0.15872 | 0.17022 | 0.17873 | 0.16631 | 0.14622 | 0.12603
DSO | 2 | 25 | 26 | 2020 | Summer | S, [%] | 0 | 0 | 0.0116% | 0.01086% | 0.01557% | 0.01028% | 0.01008% | 0.01032% | 0.01519% | 0.02014% | 0.04102% | 0.2123% | 0.3187% | 0.389% | 0.3573% | 0.3819% | 0.2755% | 0.1984% | 0.09866% | 0.009135% | 0.01587% | 0.01702% | 0.01787% | 0.01663% | 0.01462% | 0.0126%
DSO | 2 | 25 | 26 | 2020 | Summer | S, [MVA] | 0 | 0 | 0.11576 | 0.10842 | 0.15486 | 0.10274 | 0.10078 | 0.10322 | 0.15161 | 0.20095 | 0.41028 | 2.128 | 3.1993 | 3.9073 | 3.5877 | 3.8357 | 2.7636 | 1.9885 | 0.98781 | 0.090934 | 0.1585 | 0.17011 | 0.17858 | 0.16621 | 0.14625 | 0.12628
DSO | 2 | 25 | 26 | 2020 | Summer | S, [%] | 0 | 0 | 0.01158% | 0.01084% | 0.01549% | 0.01027% | 0.01008% | 0.01032% | 0.01516% | 0.0201% | 0.04103% | 0.2128% | 0.3199% | 0.3907% | 0.3588% | 0.3836% | 0.2764% | 0.1989% | 0.09878% | 0.009093% | 0.01585% | 0.01701% | 0.01786% | 0.01662% | 0.01463% | 0.01263%
DSO | 2 | 50 | 1 | 2020 | Summer | P, [MW] | 0 | 0 | 7.7544 | 7.2874 | 6.6015 | 6.7559 | 6.6932 | 6.817 | 8.2715 | 9.6375 | 8.7243 | 3.5391 | -0.14558 | -1.4865 | -0.68569 | -1.6252 | 1.2706 | 3.3773 | 6.4831 | 9.4682 | 9.4431 | 9.7935 | 10.5062 | 10.5457 | 9.5713 | 8.3363
DSO | 2 | 50 | 1 | 2020 | Summer | P, [%] | 0 | 0 | 0.7754% | 0.7287% | 0.6602% | 0.6756% | 0.6693% | 0.6817% | 0.8272% | 0.9638% | 0.8724% | 0.3539% | 0.01456% | 0.1487% | 0.06857% | 0.1625% | 0.1271% | 0.3377% | 0.6483% | 0.9468% | 0.9443% | 0.9794% | 1.051% | 1.055% | 0.9571% | 0.8336%
DSO | 2 | 50 | 1 | 2020 | Summer | P, [MW] | 0 | 0 | -7.7082 | -7.2427 | -6.5577 | -6.7126 | -6.6491 | -6.7718 | -8.2227 | -9.5842 | -8.6736 | -3.4982 | 0.19105 | 1.5349 | 0.73167 | 1.6737 | -1.228 | -3.3353 | -6.4386 | -9.4157 | -9.3907 | -9.7427 | -10.4529 | -10.4914 | -9.5197 | -8.288
DSO | 2 | 50 | 1 | 2020 | Summer | P, [%] | 0 | 0 | 0.7708% | 0.7243% | 0.6558% | 0.6713% | 0.6649% | 0.6772% | 0.8223% | 0.9584% | 0.8674% | 0.3498% | 0.01911% | 0.1535% | 0.07317% | 0.1674% | 0.1228% | 0.3335% | 0.6439% | 0.9416% | 0.9391% | 0.9743% | 1.045% | 1.049% | 0.952% | 0.8288%
DSO | 2 | 50 | 1 | 2020 | Summer | Q, [MVAr] | 0 | 0 | 10.0059 | 10.2158 | 10.5088 | 10.2878 | 10.4584 | 10.6144 | 10.0652 | 9.4034 | 9.6364 | 11.2248 | 12.3412 | 12.5607 | 12.324 | 12.6151 | 11.9862 | 11.4109 | 10.4469 | 9.3155 | 9.3111 | 8.8568 | 8.4998 | 8.7112 | 9.3197 | 9.8051
DSO | 2 | 50 | 1 | 2020 | Summer | Q, [%] | 0 | 0 | 1.001% | 1.022% | 1.051% | 1.029% | 1.046% | 1.061% | 1.007% | 0.9403% | 0.9636% | 1.122% | 1.234% | 1.256% | 1.232% | 1.262% | 1.199% | 1.141% | 1.045% | 0.9316% | 0.9311% | 0.8857% | 0.85% | 0.8711% | 0.932% | 0.9805%
DSO | 2 | 50 | 1 | 2020 | Summer | Q, [MVAr] | 0 | 0 | -9.0073 | -9.2476 | -9.5606 | -9.3506 | -9.5052 | -9.6367 | -9.0085 | -8.2507 | -8.5395 | -10.3398 | -11.3569 | -11.5136 | -11.3287 | -11.5642 | -11.0652 | -10.5022 | -9.4834 | -8.1775 | -8.1784 | -7.7557 | -7.3446 | -7.5355 | -8.2024 | -8.7604
DSO | 2 | 50 | 1 | 2020 | Summer | Q, [%] | 0 | 0 | 0.9007% | 0.9248% | 0.9561% | 0.9351% | 0.9505% | 0.9637% | 0.9009% | 0.8251% | 0.854% | 1.034% | 1.136% | 1.151% | 1.133% | 1.156% | 1.107% | 1.05% | 0.9483% | 0.8178% | 0.8178% | 0.7756% | 0.7345% | 0.7536% | 0.8202% | 0.8761%
DSO | 2 | 50 | 1 | 2020 | Summer | S, [MVA] | 0 | 0 | 12.659 | 12.5486 | 12.4103 | 12.3077 | 12.4167 | 12.615 | 13.0279 | 13.465 | 12.9989 | 11.7695 | 12.342 | 12.6483 | 12.3431 | 12.7194 | 12.0533 | 11.9002 | 12.295 | 13.2825 | 13.2616 | 13.2044 | 13.514 | 13.6783 | 13.3591 | 12.8698
DSO | 2 | 50 | 1 | 2020 | Summer | S, [%] | 0 | 0 | 1.266% | 1.255% | 1.241% | 1.231% | 1.242% | 1.262% | 1.303% | 1.347% | 1.3% | 1.177% | 1.234% | 1.265% | 1.234% | 1.272% | 1.205% | 1.19% | 1.23% | 1.328% | 1.326% | 1.32% | 1.351% | 1.368% | 1.336% | 1.287%
DSO | 2 | 50 | 1 | 2020 | Summer | S, [MVA] | 0 | 0 | 11.8553 | 11.7462 | 11.5935 | 11.5105 | 11.6 | 11.7781 | 12.197 | 12.6464 | 12.1718 | 10.9156 | 11.3585 | 11.6154 | 11.3523 | 11.6846 | 11.1331 | 11.0191 | 11.4626 | 12.471 | 12.4528 | 12.4527 | 12.7752 | 12.9172 | 12.5659 | 12.0597
DSO | 2 | 50 | 1 | 2020 | Summer | S, [%] | 0 | 0 | 1.186% | 1.175% | 1.159% | 1.151% | 1.16% | 1.178% | 1.22% | 1.265% | 1.217% | 1.092% | 1.136% | 1.162% | 1.135% | 1.168% | 1.113% | 1.102% | 1.146% | 1.247% | 1.245% | 1.245% | 1.278% | 1.292% | 1.257% | 1.206%
DSO | 2 | 50 | 51 | 2020 | Summer | P, [MW] | 0 | 0 | -7.7396 | -7.2969 | -6.647 | -6.7896 | -6.7317 | -6.8537 | -8.2325 | -9.5651 | -8.6795 | -3.6757 | -0.20615 | 1.0986 | 0.34421 | 1.2237 | -1.5496 | -3.5423 | -6.5103 | -9.4053 | -9.3799 | -9.7433 | -10.4618 | -10.4939 | -9.5118 | -8.2992
DSO | 2 | 50 | 51 | 2020 | Summer | P, [%] | 0 | 0 | 0.774% | 0.7297% | 0.6647% | 0.679% | 0.6732% | 0.6854% | 0.8233% | 0.9565% | 0.868% | 0.3676% | 0.02062% | 0.1099% | 0.03442% | 0.1224% | 0.155% | 0.3542% | 0.651% | 0.9405% | 0.938% | 0.9743% | 1.046% | 1.049% | 0.9512% | 0.8299%
DSO | 2 | 50 | 51 | 2020 | Summer | P, [MW] | 0 | 0 | 7.7545 | 7.3126 | 6.6642 | 6.8059 | 6.7487 | 6.8718 | 8.2487 | 9.5784 | 8.692 | 3.6894 | 0.2238 | -1.0812 | -0.32762 | -1.206 | 1.5662 | 3.5577 | 6.5241 | 9.4179 | 9.3925 | 9.7543 | 10.4722 | 10.5048 | 9.5242 | 8.3132
DSO | 2 | 50 | 51 | 2020 | Summer | P, [%] | 0 | 0 | 0.7755% | 0.7313% | 0.6664% | 0.6806% | 0.6749% | 0.6872% | 0.8249% | 0.9579% | 0.8692% | 0.3689% | 0.02238% | 0.1081% | 0.03276% | 0.1206% | 0.1566% | 0.3558% | 0.6524% | 0.9418% | 0.9393% | 0.9754% | 1.047% | 1.05% | 0.9524% | 0.8313%
DSO | 2 | 50 | 51 | 2020 | Summer | Q, [MVAr] | 0 | 0 | -16.2174 | -17.0842 | -18.2768 | -17.5991 | -18.0689 | -18.7332 | -16.8357 | -13.8828 | -13.6129 | -16.6104 | -19.2057 | -18.922 | -18.517 | -19.1059 | -18.7465 | -17.6578 | -15.7515 | -13.2575 | -13.3396 | -11.8638 | -10.5613 | -11.1338 | -13.3662 | -15.1661
DSO | 2 | 50 | 51 | 2020 | Summer | Q, [%] | 0 | 0 | 1.622% | 1.708% | 1.828% | 1.76% | 1.807% | 1.873% | 1.684% | 1.388% | 1.361% | 1.661% | 1.921% | 1.892% | 1.852% | 1.911% | 1.875% | 1.766% | 1.575% | 1.326% | 1.334% | 1.186% | 1.056% | 1.113% | 1.337% | 1.517%
DSO | 2 | 50 | 51 | 2020 | Summer | Q, [MVAr] | 0 | 0 | 16.3199 | 17.1923 | 18.3955 | 17.7112 | 18.186 | 18.8577 | 16.9471 | 13.9749 | 13.6991 | 16.7046 | 19.3271 | 19.0418 | 18.6311 | 19.2272 | 18.8607 | 17.7638 | 15.8458 | 13.3443 | 13.4269 | 11.9396 | 10.6325 | 11.2087 | 13.4521 | 15.2621
DSO | 2 | 50 | 51 | 2020 | Summer | Q, [%] | 0 | 0 | 1.632% | 1.719% | 1.84% | 1.771% | 1.819% | 1.886% | 1.695% | 1.398% | 1.37% | 1.67% | 1.933% | 1.904% | 1.863% | 1.923% | 1.886% | 1.776% | 1.585% | 1.334% | 1.343% | 1.194% | 1.063% | 1.121% | 1.345% | 1.526%
DSO | 2 | 50 | 51 | 2020 | Summer | S, [MVA] | 0 | 0 | 17.9696 | 18.5772 | 19.448 | 18.8634 | 19.2822 | 19.9476 | 18.7408 | 16.8589 | 16.1445 | 17.0122 | 19.2068 | 18.9538 | 18.5202 | 19.145 | 18.8104 | 18.0096 | 17.0439 | 16.2549 | 16.3073 | 15.3519 | 14.8657 | 15.2998 | 16.4052 | 17.2884
DSO | 2 | 50 | 51 | 2020 | Summer | S, [%] | 0 | 0 | 1.797% | 1.858% | 1.945% | 1.886% | 1.928% | 1.995% | 1.874% | 1.686% | 1.614% | 1.701% | 1.921% | 1.895% | 1.852% | 1.915% | 1.881% | 1.801% | 1.704% | 1.626% | 1.631% | 1.535% | 1.487% | 1.53% | 1.641% | 1.729%
DSO | 2 | 50 | 51 | 2020 | Summer | S, [MVA] | 0 | 0 | 18.0685 | 18.6828 | 19.5654 | 18.9739 | 19.3978 | 20.0708 | 18.848 | 16.9424 | 16.2239 | 17.1071 | 19.3284 | 19.0724 | 18.634 | 19.265 | 18.9256 | 18.1166 | 17.1363 | 16.3331 | 16.386 | 15.4175 | 14.9237 | 15.3618 | 16.4824 | 17.3793
DSO | 2 | 50 | 51 | 2020 | Summer | S, [%] | 0 | 0 | 1.807% | 1.868% | 1.957% | 1.897% | 1.94% | 2.007% | 1.885% | 1.694% | 1.622% | 1.711% | 1.933% | 1.907% | 1.863% | 1.927% | 1.893% | 1.812% | 1.714% | 1.633% | 1.639% | 1.542% | 1.492% | 1.536% | 1.648% | 1.738%
DSO | 2 | 1 | 2 | 2020 | Summer | P, [MW] | Expected | - | 4.264 | 3.7878 | 3.4651 | 3.4848 | 3.5123 | 3.556 | 4.7463 | 5.8654 | 5.7744 | 4.0252 | 2.3691 | 2.1721 | 2.2808 | 1.9598 | 3.1213 | 3.7183 | 4.6304 | 5.6256 | 5.4965 | 5.7827 | 6.3878 | 6.4796 | 5.6822 | 4.6116
DSO | 2 | 1 | 2 | 2020 | Summer | P, [%] | Expected | - | 0.4264% | 0.3788% | 0.3465% | 0.3485% | 0.3512% | 0.3556% | 0.4746% | 0.5866% | 0.5774% | 0.4025% | 0.2369% | 0.2172% | 0.2281% | 0.196% | 0.3121% | 0.3718% | 0.463% | 0.5626% | 0.5497% | 0.5783% | 0.6388% | 0.648% | 0.5682% | 0.4612%
DSO | 2 | 2 | 1 | 2020 | Summer | P, [MW] | Expected | - | -4.2525 | -3.7787 | -3.4581 | -3.4779 | -3.5052 | -3.5487 | -4.7332 | -5.8431 | -5.7496 | -4.0077 | -2.3581 | -2.1595 | -2.2679 | -1.9481 | -3.1084 | -3.7035 | -4.6124 | -5.6029 | -5.4751 | -5.7595 | -6.3598 | -6.4515 | -5.6608 | -4.597
DSO | 2 | 2 | 1 | 2020 | Summer | P, [%] | Expected | - | 0.4253% | 0.3779% | 0.3458% | 0.3478% | 0.3505% | 0.3549% | 0.4733% | 0.5843% | 0.575% | 0.4008% | 0.2358% | 0.216% | 0.2268% | 0.1948% | 0.3108% | 0.3704% | 0.4612% | 0.5603% | 0.5475% | 0.576% | 0.636% | 0.6452% | 0.5661% | 0.4597%
DSO | 2 | 1 | 2 | 2020 | Summer | Q, [MVAr] | Expected | - | 2.6678 | 2.4152 | 1.8596 | 1.8051 | 1.8641 | 1.8763 | 2.5356 | 3.7769 | 4.3764 | 4.5548 | 4.1194 | 4.5385 | 4.579 | 4.4623 | 4.1595 | 4.1269 | 4.1392 | 4.1035 | 3.9605 | 4.1994 | 4.5797 | 4.5252 | 3.8788 | 3.2532
DSO | 2 | 1 | 2 | 2020 | Summer | Q, [%] | Expected | - | 0.2668% | 0.2415% | 0.186% | 0.1805% | 0.1864% | 0.1876% | 0.2536% | 0.3777% | 0.4376% | 0.4555% | 0.4119% | 0.4538% | 0.4579% | 0.4462% | 0.4159% | 0.4127% | 0.4139% | 0.4104% | 0.3961% | 0.4199% | 0.458% | 0.4525% | 0.3879% | 0.3253%
DSO | 2 | 2 | 1 | 2020 | Summer | Q, [MVAr] | Expected | - | -2.6361 | -2.3903 | -1.8405 | -1.786 | -1.8445 | -1.8563 | -2.4993 | -3.7146 | -4.3075 | -4.5062 | -4.089 | -4.5037 | -4.5432 | -4.43 | -4.1239 | -4.0861 | -4.0891 | -4.0406 | -3.9011 | -4.135 | -4.5021 | -4.447 | -3.8194 | -3.2128
DSO | 2 | 2 | 1 | 2020 | Summer | Q, [%] | Expected | - | 0.0026362 | 0.0023903 | 0.0018405 | 0.0017861 | 0.0018445 | 0.0018563 | 0.0024993 | 0.0037147 | 0.0043075 | 0.0045062 | 0.004089 | 0.0045038 | 0.0045433 | 0.00443 | 0.004124 | 0.0040861 | 0.0040891 | 0.0040406 | 0.0039011 | 0.0041351 | 0.0045021 | 0.0044471 | 0.0038194 | 0.0032128
DSO | 2 | 1 | 2 | 2020 | Summer | S, [MVA] | Expected | - | 5.0298 | 4.4923 | 3.9325 | 3.9246 | 3.9763 | 4.0206 | 5.3812 | 6.9763 | 7.2455 | 6.0785 | 4.7521 | 5.0315 | 5.1155 | 4.8737 | 5.2003 | 5.5549 | 6.2108 | 6.9632 | 6.7747 | 7.1466 | 7.8598 | 7.9033 | 6.8798 | 5.6436
DSO | 2 | 1 | 2 | 2020 | Summer | S, [%] | Expected | - | 0.503% | 0.4492% | 0.3933% | 0.3925% | 0.3976% | 0.4021% | 0.5381% | 0.6976% | 0.7246% | 0.6079% | 0.4752% | 0.5032% | 0.5116% | 0.4874% | 0.52% | 0.5555% | 0.6211% | 0.6963% | 0.6775% | 0.7147% | 0.786% | 0.7903% | 0.688% | 0.5644%
DSO | 2 | 2 | 1 | 2020 | Summer | S, [MVA] | Expected | - | 5.0033 | 4.4713 | 3.9174 | 3.9097 | 3.9608 | 4.0049 | 5.3525 | 6.9239 | 7.1842 | 6.0305 | 4.7202 | 4.9947 | 5.0778 | 4.8394 | 5.1642 | 5.5147 | 6.164 | 6.9079 | 6.7227 | 7.0902 | 7.7921 | 7.8357 | 6.8288 | 5.6084
DSO | 2 | 2 | 1 | 2020 | Summer | S, [%] | Expected | - | 0.5003% | 0.4471% | 0.3917% | 0.391% | 0.3961% | 0.4005% | 0.5353% | 0.6924% | 0.7184% | 0.6031% | 0.472% | 0.4995% | 0.5078% | 0.4839% | 0.5164% | 0.5515% | 0.6164% | 0.6908% | 0.6723% | 0.709% | 0.7792% | 0.7836% | 0.6829% | 0.5608%
DSO | 2 | 2 | 3 | 2020 | Summer | P, [MW] | Expected | - | 4.0377 | 3.6207 | 3.3706 | 3.3678 | 3.4211 | 3.4482 | 4.5896 | 5.6622 | 5.786 | 4.1388 | 2.4585 | 2.1491 | 2.2978 | 1.9854 | 3.1328 | 3.7769 | 4.7822 | 5.8283 | 5.6887 | 6.0489 | 6.5134 | 6.3614 | 5.4166 | 4.4183
DSO | 2 | 2 | 3 | 2020 | Summer | P, [%] | Expected | - | 0.4038% | 0.3621% | 0.3371% | 0.3368% | 0.3421% | 0.3448% | 0.459% | 0.5662% | 0.5786% | 0.4139% | 0.2458% | 0.2149% | 0.2298% | 0.1985% | 0.3133% | 0.3777% | 0.4782% | 0.5828% | 0.5689% | 0.6049% | 0.6513% | 0.6361% | 0.5417% | 0.4418%
DSO | 2 | 3 | 2 | 2020 | Summer | P, [MW] | Expected | - | -4.0223 | -3.6084 | -3.3609 | -3.3583 | -3.4112 | -3.4382 | -4.5715 | -5.6316 | -5.7506 | -4.1136 | -2.4425 | -2.1314 | -2.2794 | -1.9688 | -3.1141 | -3.7554 | -4.7554 | -5.7943 | -5.6567 | -6.0137 | -6.4725 | -6.3225 | -5.3881 | -4.3985
DSO | 2 | 3 | 2 | 2020 | Summer | P, [%] | Expected | - | 0.4022% | 0.3608% | 0.3361% | 0.3358% | 0.3411% | 0.3438% | 0.4572% | 0.5632% | 0.5751% | 0.4114% | 0.2443% | 0.2131% | 0.2279% | 0.1969% | 0.3114% | 0.3755% | 0.4755% | 0.5794% | 0.5657% | 0.6014% | 0.6473% | 0.6323% | 0.5388% | 0.4399%
DSO | 2 | 2 | 3 | 2020 | Summer | Q, [MVAr] | Expected | - | 2.7843 | 2.5345 | 1.9953 | 1.9319 | 1.9733 | 1.9887 | 2.7105 | 3.8543 | 4.3989 | 4.5217 | 4.1386 | 4.5453 | 4.5878 | 4.4617 | 4.2474 | 4.1943 | 4.204 | 4.1711 | 4.0118 | 4.2683 | 4.626 | 4.5156 | 3.9074 | 3.3155
DSO | 2 | 2 | 3 | 2020 | Summer | Q, [%] | Expected | - | 0.2784% | 0.2534% | 0.1995% | 0.1932% | 0.1973% | 0.1989% | 0.2711% | 0.3854% | 0.4399% | 0.4522% | 0.4139% | 0.4545% | 0.4588% | 0.4462% | 0.4247% | 0.4194% | 0.4204% | 0.4171% | 0.4012% | 0.4268% | 0.4626% | 0.4516% | 0.3907% | 0.3316%
DSO | 2 | 3 | 2 | 2020 | Summer | Q, [MVAr] | Expected | - | -2.7418 | -2.5006 | -1.9687 | -1.9057 | -1.9461 | -1.9612 | -2.6603 | -3.7695 | -4.3006 | -4.4517 | -4.0945 | -4.4963 | -4.537 | -4.4158 | -4.1957 | -4.1346 | -4.1295 | -4.0767 | -3.923 | -4.1706 | -4.5123 | -4.4077 | -3.8283 | -3.2609
DSO | 2 | 3 | 2 | 2020 | Summer | Q, [%] | Expected | - | 0.0027419 | 0.0025006 | 0.0019687 | 0.0019057 | 0.0019462 | 0.0019612 | 0.0026603 | 0.0037695 | 0.0043006 | 0.0044517 | 0.0040945 | 0.0044964 | 0.0045371 | 0.0044159 | 0.0041957 | 0.0041347 | 0.0041295 | 0.0040768 | 0.003923 | 0.0041706 | 0.0045124 | 0.0044078 | 0.0038284 | 0.0032609
DSO | 2 | 2 | 3 | 2020 | Summer | S, [MVA] | Expected | - | 4.9046 | 4.4196 | 3.9169 | 3.8826 | 3.9494 | 3.9806 | 5.3302 | 6.8495 | 7.2683 | 6.1299 | 4.8137 | 5.0278 | 5.1311 | 4.8834 | 5.2777 | 5.6442 | 6.3674 | 7.1671 | 6.9611 | 7.4033 | 7.989 | 7.8011 | 6.6789 | 5.5239
DSO | 2 | 2 | 3 | 2020 | Summer | S, [%] | Expected | - | 0.4905% | 0.442% | 0.3917% | 0.3883% | 0.3949% | 0.3981% | 0.533% | 0.685% | 0.7268% | 0.613% | 0.4814% | 0.5028% | 0.5131% | 0.4883% | 0.5278% | 0.5644% | 0.6367% | 0.7167% | 0.6961% | 0.7403% | 0.7989% | 0.7801% | 0.6679% | 0.5524%
DSO | 2 | 3 | 2 | 2020 | Summer | S, [MVA] | Expected | - | 4.8679 | 4.3901 | 3.895 | 3.8613 | 3.9273 | 3.9582 | 5.2892 | 6.7767 | 7.1808 | 6.0613 | 4.7677 | 4.9759 | 5.0774 | 4.8348 | 5.2251 | 5.5855 | 6.2981 | 7.0847 | 6.8839 | 7.3184 | 7.8901 | 7.7073 | 6.6097 | 5.4754
DSO | 2 | 3 | 2 | 2020 | Summer | S, [%] | Expected | - | 0.4868% | 0.439% | 0.3895% | 0.3861% | 0.3927% | 0.3958% | 0.5289% | 0.6777% | 0.7181% | 0.6061% | 0.4768% | 0.4976% | 0.5077% | 0.4835% | 0.5225% | 0.5586% | 0.6298% | 0.7085% | 0.6884% | 0.7318% | 0.789% | 0.7707% | 0.661% | 0.5475%
DSO | 2 | 3 | 4 | 2020 | Summer | P, [MW] | Expected | - | 3.6844 | 3.2897 | 3.1031 | 3.0625 | 3.1102 | 3.1435 | 4.2403 | 5.2774 | 5.3911 | 3.7715 | 2.106 | 1.7587 | 1.9194 | 1.6044 | 2.7532 | 3.3875 | 4.3929 | 5.4776 | 5.263 | 5.612 | 6.1102 | 5.9402 | 5.0218 | 4.075
DSO | 2 | 3 | 4 | 2020 | Summer | P, [%] | Expected | - | 0.3684% | 0.329% | 0.3103% | 0.3063% | 0.311% | 0.3144% | 0.424% | 0.5277% | 0.5391% | 0.3771% | 0.2106% | 0.1759% | 0.1919% | 0.1604% | 0.2753% | 0.3388% | 0.4393% | 0.5478% | 0.5263% | 0.5612% | 0.611% | 0.594% | 0.5022% | 0.4075%
DSO | 2 | 4 | 3 | 2020 | Summer | P, [MW] | Expected | - | -3.6776 | -3.2843 | -3.0988 | -3.0583 | -3.1059 | -3.1392 | -4.2321 | -5.2633 | -5.3746 | -3.7598 | -2.0988 | -1.7507 | -1.9111 | -1.5969 | -2.7448 | -3.3778 | -4.3806 | -5.4616 | -5.2484 | -5.5959 | -6.0909 | -5.9221 | -5.0087 | -4.066
DSO | 2 | 4 | 3 | 2020 | Summer | P, [%] | Expected | - | 0.3678% | 0.3284% | 0.3099% | 0.3058% | 0.3106% | 0.3139% | 0.4232% | 0.5263% | 0.5375% | 0.376% | 0.2099% | 0.1751% | 0.1911% | 0.1597% | 0.2745% | 0.3378% | 0.4381% | 0.5462% | 0.5248% | 0.5596% | 0.6091% | 0.5922% | 0.5009% | 0.4066%
DSO | 2 | 3 | 4 | 2020 | Summer | Q, [MVAr] | Expected | - | 2.5312 | 2.302 | 1.8078 | 1.7212 | 1.7584 | 1.7774 | 2.4542 | 3.5498 | 4.0771 | 4.237 | 3.8822 | 4.2627 | 4.3097 | 4.1841 | 3.9687 | 3.904 | 3.9029 | 3.8796 | 3.678 | 3.9206 | 4.2867 | 4.1694 | 3.6001 | 3.0594
DSO | 2 | 3 | 4 | 2020 | Summer | Q, [%] | Expected | - | 0.2531% | 0.2302% | 0.1808% | 0.1721% | 0.1758% | 0.1777% | 0.2454% | 0.355% | 0.4077% | 0.4237% | 0.3882% | 0.4263% | 0.431% | 0.4184% | 0.3969% | 0.3904% | 0.3903% | 0.388% | 0.3678% | 0.3921% | 0.4287% | 0.4169% | 0.36% | 0.3059%
DSO | 2 | 4 | 3 | 2020 | Summer | Q, [MVAr] | Expected | - | -2.5124 | -2.2871 | -1.7959 | -1.7098 | -1.7466 | -1.7654 | -2.4316 | -3.5105 | -4.0313 | -4.2047 | -3.8623 | -4.2405 | -4.2866 | -4.1634 | -3.9455 | -3.8772 | -3.8688 | -3.8351 | -3.6373 | -3.8756 | -4.2332 | -4.1191 | -3.5638 | -3.0345
DSO | 2 | 4 | 3 | 2020 | Summer | Q, [%] | Expected | - | 0.0025124 | 0.0022872 | 0.0017959 | 0.0017098 | 0.0017466 | 0.0017654 | 0.0024316 | 0.0035105 | 0.0040313 | 0.0042048 | 0.0038624 | 0.0042406 | 0.0042866 | 0.0041635 | 0.0039455 | 0.0038772 | 0.0038688 | 0.0038351 | 0.0036374 | 0.0038757 | 0.0042333 | 0.0041192 | 0.0035638 | 0.0030346
DSO | 2 | 3 | 4 | 2020 | Summer | S, [MVA] | Expected | - | 4.4701 | 4.0152 | 3.5913 | 3.513 | 3.5729 | 3.6112 | 4.8993 | 6.3602 | 6.7591 | 5.6724 | 4.4167 | 4.6112 | 4.7178 | 4.4811 | 4.8302 | 5.1688 | 5.8763 | 6.7124 | 6.4208 | 6.8459 | 7.4639 | 7.2574 | 6.1789 | 5.0956
DSO | 2 | 3 | 4 | 2020 | Summer | S, [%] | Expected | - | 0.447% | 0.4015% | 0.3591% | 0.3513% | 0.3573% | 0.3611% | 0.4899% | 0.636% | 0.6759% | 0.5672% | 0.4417% | 0.4611% | 0.4718% | 0.4481% | 0.483% | 0.5169% | 0.5876% | 0.6712% | 0.6421% | 0.6846% | 0.7464% | 0.7257% | 0.6179% | 0.5096%
DSO | 2 | 4 | 3 | 2020 | Summer | S, [MVA] | Expected | - | 4.4538 | 4.0022 | 3.5816 | 3.5038 | 3.5633 | 3.6015 | 4.8809 | 6.3266 | 6.7184 | 5.6406 | 4.3958 | 4.5877 | 4.6933 | 4.4591 | 4.8063 | 5.1422 | 5.8444 | 6.6736 | 6.3856 | 6.8069 | 7.4175 | 7.2138 | 6.1472 | 5.0735
DSO | 2 | 4 | 3 | 2020 | Summer | S, [%] | Expected | - | 0.4454% | 0.4002% | 0.3582% | 0.3504% | 0.3563% | 0.3602% | 0.4881% | 0.6327% | 0.6718% | 0.5641% | 0.4396% | 0.4588% | 0.4693% | 0.4459% | 0.4806% | 0.5142% | 0.5845% | 0.6674% | 0.6386% | 0.6807% | 0.7418% | 0.7214% | 0.6147% | 0.5074%
DSO | 2 | 4 | 5 | 2020 | Summer | P, [MW] | Expected | - | 2.8972 | 2.5783 | 2.4339 | 2.3949 | 2.4431 | 2.4756 | 3.3987 | 4.1732 | 4.1599 | 2.8228 | 1.49 | 1.2599 | 1.3799 | 1.141 | 1.9672 | 2.5212 | 3.3229 | 4.1252 | 3.8975 | 4.2448 | 4.7424 | 4.5793 | 3.8364 | 3.0791
DSO | 2 | 4 | 5 | 2020 | Summer | P, [%] | Expected | - | 0.2897% | 0.2578% | 0.2434% | 0.2395% | 0.2443% | 0.2476% | 0.3399% | 0.4173% | 0.416% | 0.2823% | 0.149% | 0.126% | 0.138% | 0.1141% | 0.1967% | 0.2521% | 0.3323% | 0.4125% | 0.3898% | 0.4245% | 0.4742% | 0.4579% | 0.3836% | 0.3079%
DSO | 2 | 5 | 4 | 2020 | Summer | P, [MW] | Expected | - | -2.8851 | -2.5689 | -2.4255 | -2.3868 | -2.4346 | -2.4669 | -3.3823 | -4.1477 | -4.1316 | -2.8034 | -1.4786 | -1.2463 | -1.3657 | -1.1284 | -1.9538 | -2.5056 | -3.3028 | -4.0992 | -3.8746 | -4.2184 | -4.7093 | -4.5486 | -3.8151 | -3.0653
DSO | 2 | 5 | 4 | 2020 | Summer | P, [%] | Expected | - | 0.2885% | 0.2569% | 0.2425% | 0.2387% | 0.2435% | 0.2467% | 0.3382% | 0.4148% | 0.4132% | 0.2803% | 0.1479% | 0.1246% | 0.1366% | 0.1128% | 0.1954% | 0.2506% | 0.3303% | 0.4099% | 0.3875% | 0.4218% | 0.4709% | 0.4549% | 0.3815% | 0.3065%
DSO | 2 | 4 | 5 | 2020 | Summer | Q, [MVAr] | Expected | - | 1.9933 | 1.7681 | 1.6772 | 1.6449 | 1.6817 | 1.7005 | 2.3028 | 2.8184 | 3.177 | 3.2747 | 2.9323 | 3.3105 | 3.3566 | 3.2334 | 3.0155 | 2.9472 | 2.9388 | 2.9051 | 2.7073 | 2.9456 | 3.3032 | 3.1891 | 2.6338 | 2.1045
DSO | 2 | 4 | 5 | 2020 | Summer | Q, [%] | Expected | - | 0.1993% | 0.1768% | 0.1677% | 0.1645% | 0.1682% | 0.1701% | 0.2303% | 0.2818% | 0.3177% | 0.3275% | 0.2932% | 0.3311% | 0.3357% | 0.3233% | 0.3016% | 0.2947% | 0.2939% | 0.2905% | 0.2707% | 0.2946% | 0.3303% | 0.3189% | 0.2634% | 0.2105%
DSO | 2 | 5 | 4 | 2020 | Summer | Q, [MVAr] | Expected | - | -1.9603 | -1.7426 | -1.6545 | -1.6229 | -1.6587 | -1.677 | -2.2576 | -2.7481 | -3.0983 | -3.2213 | -2.901 | -3.2734 | -3.3177 | -3.199 | -2.9788 | -2.9041 | -2.8833 | -2.8331 | -2.644 | -2.8724 | -3.2113 | -3.104 | -2.575 | -2.0667
DSO | 2 | 5 | 4 | 2020 | Summer | Q, [%] | Expected | - | 0.0019603 | 0.0017426 | 0.0016545 | 0.0016229 | 0.0016587 | 0.0016771 | 0.0022576 | 0.0027481 | 0.0030984 | 0.0032213 | 0.0029011 | 0.0032734 | 0.0033178 | 0.003199 | 0.0029788 | 0.0029041 | 0.0028833 | 0.0028331 | 0.002644 | 0.0028724 | 0.0032113 | 0.003104 | 0.002575 | 0.0020667
DSO | 2 | 4 | 5 | 2020 | Summer | S, [MVA] | Expected | - | 3.5167 | 3.1263 | 2.9558 | 2.9054 | 2.9659 | 3.0034 | 4.1054 | 5.0358 | 5.2344 | 4.3234 | 3.2892 | 3.5422 | 3.6292 | 3.4288 | 3.6004 | 3.8785 | 4.436 | 5.0454 | 4.7455 | 5.1668 | 5.7794 | 5.5804 | 4.6535 | 3.7296
DSO | 2 | 4 | 5 | 2020 | Summer | S, [%] | Expected | - | 0.3517% | 0.3126% | 0.2956% | 0.2905% | 0.2966% | 0.3003% | 0.4105% | 0.5036% | 0.5234% | 0.4323% | 0.3289% | 0.3542% | 0.3629% | 0.3429% | 0.36% | 0.3878% | 0.4436% | 0.5045% | 0.4746% | 0.5167% | 0.578% | 0.558% | 0.4654% | 0.373%
DSO | 2 | 5 | 4 | 2020 | Summer | S, [MVA] | Expected | - | 3.4881 | 3.1042 | 2.936 | 2.8863 | 2.946 | 2.983 | 4.0665 | 4.9755 | 5.1642 | 4.2704 | 3.2561 | 3.5026 | 3.5878 | 3.3921 | 3.5624 | 3.8356 | 4.3843 | 4.9829 | 4.6907 | 5.1035 | 5.7 | 5.5068 | 4.6028 | 3.697
DSO | 2 | 5 | 4 | 2020 | Summer | S, [%] | Expected | - | 0.3488% | 0.3104% | 0.2936% | 0.2886% | 0.2946% | 0.2983% | 0.4067% | 0.4976% | 0.5164% | 0.427% | 0.3256% | 0.3503% | 0.3588% | 0.3392% | 0.3562% | 0.3836% | 0.4384% | 0.4983% | 0.4691% | 0.5104% | 0.57% | 0.5507% | 0.4603% | 0.3697%
DSO | 2 | 5 | 6 | 2020 | Summer | P, [MW] | Expected | - | 1.2256 | 1.1037 | 1.0849 | 1.0785 | 1.0917 | 1.0882 | 1.161 | 1.484 | 1.2838 | 0.021794 | -0.79067 | -1.4168 | -1.2744 | -1.4693 | -0.67247 | -0.042339 | 0.71334 | 1.5063 | 1.5351 | 1.6804 | 1.9667 | 2.0338 | 1.7757 | 1.3546
DSO | 2 | 5 | 6 | 2020 | Summer | P, [%] | Expected | - | 0.1226% | 0.1104% | 0.1085% | 0.1078% | 0.1092% | 0.1088% | 0.1161% | 0.1484% | 0.1284% | 0.002179% | 0.07907% | 0.1417% | 0.1274% | 0.1469% | 0.06725% | 0.004234% | 0.07133% | 0.1506% | 0.1535% | 0.168% | 0.1967% | 0.2034% | 0.1776% | 0.1355%
DSO | 2 | 6 | 5 | 2020 | Summer | P, [MW] | Expected | - | -1.2249 | -1.1032 | -1.0843 | -1.078 | -1.0912 | -1.0877 | -1.1604 | -1.483 | -1.2829 | -0.021377 | 0.79134 | 1.4179 | 1.2754 | 1.4705 | 0.67294 | 0.042671 | -0.71285 | -1.5052 | -1.534 | -1.6791 | -1.9649 | -2.0319 | -1.7742 | -1.3537
DSO | 2 | 6 | 5 | 2020 | Summer | P, [%] | Expected | - | 0.1225% | 0.1103% | 0.1084% | 0.1078% | 0.1091% | 0.1088% | 0.116% | 0.1483% | 0.1283% | 0.002138% | 0.07913% | 0.1418% | 0.1275% | 0.1471% | 0.06729% | 0.004267% | 0.07129% | 0.1505% | 0.1534% | 0.1679% | 0.1965% | 0.2032% | 0.1774% | 0.1354%
DSO | 2 | 5 | 6 | 2020 | Summer | Q, [MVAr] | Expected | - | 0.74363 | 0.6689 | 0.66232 | 0.6571 | 0.66595 | 0.66148 | 0.68578 | 0.87935 | 1.0323 | 1.0917 | 1.1149 | 1.0768 | 1.0577 | 1.0111 | 0.9576 | 0.97293 | 0.95406 | 0.95025 | 0.93574 | 1.0238 | 1.2049 | 1.2503 | 1.0821 | 0.81996
DSO | 2 | 5 | 6 | 2020 | Summer | Q, [%] | Expected | - | 0.07436% | 0.06689% | 0.06623% | 0.06571% | 0.0666% | 0.06615% | 0.06858% | 0.08794% | 0.1032% | 0.1092% | 0.1115% | 0.1077% | 0.1058% | 0.1011% | 0.09576% | 0.09729% | 0.09541% | 0.09503% | 0.09357% | 0.1024% | 0.1205% | 0.125% | 0.1082% | 0.082%
DSO | 2 | 6 | 5 | 2020 | Summer | Q, [MVAr] | Expected | - | -0.74198 | -0.66763 | -0.6611 | -0.65589 | -0.6647 | -0.66026 | -0.68434 | -0.87675 | -1.0299 | -1.0908 | -1.1133 | -1.0738 | -1.0551 | -1.0081 | -0.95648 | -0.9722 | -0.9529 | -0.9474 | -0.93284 | -1.0204 | -1.2001 | -1.2452 | -1.0784 | -0.81785
DSO | 2 | 6 | 5 | 2020 | Summer | Q, [%] | Expected | - | 0.00074198 | 0.00066764 | 0.00066111 | 0.0006559 | 0.00066471 | 0.00066026 | 0.00068434 | 0.00087676 | 0.0010299 | 0.0010908 | 0.0011133 | 0.0010738 | 0.0010552 | 0.0010081 | 0.00095648 | 0.00097221 | 0.00095291 | 0.00094741 | 0.00093285 | 0.0010204 | 0.0012001 | 0.0012452 | 0.0010784 | 0.00081786
DSO | 2 | 5 | 6 | 2020 | Summer | S, [MVA] | Expected | - | 1.4336 | 1.2906 | 1.2711 | 1.2629 | 1.2788 | 1.2735 | 1.3484 | 1.7249 | 1.6474 | 1.092 | 1.3668 | 1.7795 | 1.6561 | 1.7836 | 1.1701 | 0.97385 | 1.1913 | 1.781 | 1.7978 | 1.9677 | 2.3065 | 2.3873 | 2.0794 | 1.5834
DSO | 2 | 5 | 6 | 2020 | Summer | S, [%] | Expected | - | 0.1434% | 0.1291% | 0.1271% | 0.1263% | 0.1279% | 0.1273% | 0.1348% | 0.1725% | 0.1647% | 0.1092% | 0.1367% | 0.178% | 0.1656% | 0.1784% | 0.117% | 0.09739% | 0.1191% | 0.1781% | 0.1798% | 0.1968% | 0.2306% | 0.2387% | 0.2079% | 0.1583%
DSO | 2 | 6 | 5 | 2020 | Summer | S, [MVA] | Expected | - | 1.4321 | 1.2895 | 1.27 | 1.2618 | 1.2777 | 1.2724 | 1.3472 | 1.7228 | 1.6451 | 1.091 | 1.3659 | 1.7786 | 1.6553 | 1.7829 | 1.1695 | 0.97314 | 1.19 | 1.7785 | 1.7953 | 1.9648 | 2.3025 | 2.3831 | 2.0762 | 1.5816
DSO | 2 | 6 | 5 | 2020 | Summer | S, [%] | Expected | - | 0.1432% | 0.129% | 0.127% | 0.1262% | 0.1278% | 0.1272% | 0.1347% | 0.1723% | 0.1645% | 0.1091% | 0.1366% | 0.1779% | 0.1655% | 0.1783% | 0.1169% | 0.09731% | 0.119% | 0.1779% | 0.1795% | 0.1965% | 0.2302% | 0.2383% | 0.2076% | 0.1582%
DSO | 2 | 6 | 7 | 2020 | Summer | P, [MW] | Expected | - | 0.88674 | 0.78943 | 0.75606 | 0.76445 | 0.75834 | 0.77425 | 0.85093 | 0.97199 | 0.79558 | -0.026651 | -0.52711 | -0.91568 | -0.79934 | -0.93567 | -0.43008 | -0.079778 | 0.42126 | 0.94649 | 0.9906 | 1.0547 | 1.1977 | 1.2252 | 1.1137 | 0.93218
DSO | 2 | 6 | 7 | 2020 | Summer | P, [%] | Expected | - | 0.08868% | 0.07894% | 0.07561% | 0.07645% | 0.07583% | 0.07743% | 0.08509% | 0.0972% | 0.07956% | 0.002665% | 0.05271% | 0.09157% | 0.07994% | 0.09357% | 0.04301% | 0.007978% | 0.04213% | 0.09465% | 0.09906% | 0.1055% | 0.1198% | 0.1225% | 0.1114% | 0.09322%
DSO | 2 | 7 | 6 | 2020 | Summer | P, [MW] | Expected | - | -0.88471 | -0.78785 | -0.7546 | -0.76295 | -0.75687 | -0.77273 | -0.84908 | -0.96949 | -0.79345 | 0.027635 | 0.52881 | 0.91858 | 0.80185 | 0.93852 | 0.43129 | 0.080547 | -0.4202 | -0.94398 | -0.98792 | -1.0518 | -1.1939 | -1.2212 | -1.1105 | -0.92989
DSO | 2 | 7 | 6 | 2020 | Summer | P, [%] | Expected | - | 0.08847% | 0.07879% | 0.07546% | 0.0763% | 0.07569% | 0.07727% | 0.08491% | 0.09695% | 0.07935% | 0.002764% | 0.05288% | 0.09186% | 0.08019% | 0.09385% | 0.04313% | 0.008055% | 0.04202% | 0.0944% | 0.09879% | 0.1052% | 0.1194% | 0.1221% | 0.111% | 0.09299%
DSO | 2 | 6 | 7 | 2020 | Summer | Q, [MVAr] | Expected | - | 0.53227 | 0.47318 | 0.45718 | 0.46126 | 0.45802 | 0.46579 | 0.49384 | 0.56437 | 0.63807 | 0.69334 | 0.73593 | 0.7273 | 0.73944 | 0.69485 | 0.64114 | 0.60797 | 0.5908 | 0.58996 | 0.59663 | 0.63446 | 0.72541 | 0.74518 | 0.67038 | 0.55733
DSO | 2 | 6 | 7 | 2020 | Summer | Q, [%] | Expected | - | 0.05323% | 0.04732% | 0.04572% | 0.04613% | 0.0458% | 0.04658% | 0.04938% | 0.05644% | 0.06381% | 0.06933% | 0.07359% | 0.07273% | 0.07394% | 0.06949% | 0.06411% | 0.0608% | 0.05908% | 0.059% | 0.05966% | 0.06345% | 0.07254% | 0.07452% | 0.06704% | 0.05573%
DSO | 2 | 7 | 6 | 2020 | Summer | Q, [MVAr] | Expected | - | -0.53017 | -0.47165 | -0.45581 | -0.45984 | -0.45662 | -0.46433 | -0.49197 | -0.56169 | -0.63583 | -0.69251 | -0.73422 | -0.7241 | -0.73673 | -0.69172 | -0.64005 | -0.60741 | -0.58989 | -0.58726 | -0.59372 | -0.63121 | -0.72106 | -0.74063 | -0.66676 | -0.55491
DSO | 2 | 7 | 6 | 2020 | Summer | Q, [%] | Expected | - | 0.00053018 | 0.00047165 | 0.00045581 | 0.00045984 | 0.00045663 | 0.00046434 | 0.00049197 | 0.00056169 | 0.00063583 | 0.00069252 | 0.00073423 | 0.0007241 | 0.00073674 | 0.00069173 | 0.00064005 | 0.00060742 | 0.00058989 | 0.00058727 | 0.00059372 | 0.00063121 | 0.00072107 | 0.00074064 | 0.00066676 | 0.00055492
DSO | 2 | 6 | 7 | 2020 | Summer | S, [MVA] | Expected | - | 1.0342 | 0.92038 | 0.88354 | 0.89283 | 0.88593 | 0.90356 | 0.98385 | 1.124 | 1.0198 | 0.69385 | 0.90523 | 1.1694 | 1.0889 | 1.1655 | 0.77203 | 0.61318 | 0.72561 | 1.1153 | 1.1564 | 1.2309 | 1.4003 | 1.434 | 1.2999 | 1.0861
DSO | 2 | 6 | 7 | 2020 | Summer | S, [%] | Expected | - | 0.1034% | 0.09204% | 0.08835% | 0.08928% | 0.08859% | 0.09036% | 0.09839% | 0.1124% | 0.102% | 0.06939% | 0.09052% | 0.1169% | 0.1089% | 0.1165% | 0.0772% | 0.06132% | 0.07256% | 0.1115% | 0.1156% | 0.1231% | 0.14% | 0.1434% | 0.13% | 0.1086%
DSO | 2 | 7 | 6 | 2020 | Summer | S, [MVA] | Expected | - | 1.0314 | 0.91823 | 0.88158 | 0.89081 | 0.88394 | 0.9015 | 0.98131 | 1.1205 | 1.0168 | 0.69307 | 0.90483 | 1.1697 | 1.0889 | 1.1659 | 0.7718 | 0.61273 | 0.72425 | 1.1117 | 1.1526 | 1.2266 | 1.3947 | 1.4282 | 1.2953 | 1.0829
DSO | 2 | 7 | 6 | 2020 | Summer | S, [%] | Expected | - | 0.1031% | 0.09182% | 0.08816% | 0.08908% | 0.08839% | 0.09015% | 0.09813% | 0.112% | 0.1017% | 0.06931% | 0.09048% | 0.117% | 0.1089% | 0.1166% | 0.07718% | 0.06127% | 0.07243% | 0.1112% | 0.1153% | 0.1227% | 0.1395% | 0.1428% | 0.1295% | 0.1083%
DSO | 2 | 7 | 8 | 2020 | Summer | P, [MW] | Expected | - | 0.77464 | 0.69622 | 0.66308 | 0.67141 | 0.66533 | 0.68115 | 0.73471 | 0.78891 | 0.59143 | -0.2271 | -0.71255 | -1.1013 | -0.98544 | -1.1233 | -0.60802 | -0.22668 | 0.27327 | 0.79678 | 0.84086 | 0.86941 | 0.99288 | 1.0204 | 0.94389 | 0.78162
DSO | 2 | 7 | 8 | 2020 | Summer | P, [%] | Expected | - | 0.07747% | 0.06962% | 0.06631% | 0.06714% | 0.06653% | 0.06812% | 0.07347% | 0.07889% | 0.05914% | 0.02271% | 0.07126% | 0.1101% | 0.09855% | 0.1123% | 0.0608% | 0.02267% | 0.02733% | 0.07968% | 0.08409% | 0.08694% | 0.09929% | 0.102% | 0.09439% | 0.07816%
DSO | 2 | 8 | 7 | 2020 | Summer | P, [MW] | Expected | - | -0.77094 | -0.69329 | -0.66041 | -0.66867 | -0.66263 | -0.67834 | -0.73143 | -0.78501 | -0.58842 | 0.22894 | 0.71696 | 1.1093 | 0.99225 | 1.1313 | 0.61116 | 0.22824 | -0.27171 | -0.79253 | -0.83626 | -0.86462 | -0.98657 | -1.0138 | -0.93829 | -0.77779
DSO | 2 | 8 | 7 | 2020 | Summer | P, [%] | Expected | - | 0.07709% | 0.06933% | 0.06604% | 0.06687% | 0.06626% | 0.06783% | 0.07314% | 0.0785% | 0.05884% | 0.02289% | 0.0717% | 0.1109% | 0.09923% | 0.1131% | 0.06112% | 0.02282% | 0.02717% | 0.07925% | 0.08363% | 0.08646% | 0.09866% | 0.1014% | 0.09383% | 0.07778%
DSO | 2 | 7 | 8 | 2020 | Summer | Q, [MVAr] | Expected | - | 0.46442 | 0.41689 | 0.40105 | 0.40509 | 0.40187 | 0.40958 | 0.42405 | 0.45499 | 0.51591 | 0.5726 | 0.62288 | 0.61254 | 0.62373 | 0.57872 | 0.53333 | 0.51961 | 0.50208 | 0.49946 | 0.50592 | 0.52245 | 0.60106 | 0.62063 | 0.56735 | 0.46653
DSO | 2 | 7 | 8 | 2020 | Summer | Q, [%] | Expected | - | 0.04644% | 0.04169% | 0.04011% | 0.04051% | 0.04019% | 0.04096% | 0.04241% | 0.0455% | 0.05159% | 0.05726% | 0.06229% | 0.06125% | 0.06237% | 0.05787% | 0.05333% | 0.05196% | 0.05021% | 0.04995% | 0.05059% | 0.05225% | 0.06011% | 0.06206% | 0.05674% | 0.04665%
DSO | 2 | 8 | 7 | 2020 | Summer | Q, [MVAr] | Expected | - | -0.4621 | -0.41516 | -0.39951 | -0.40349 | -0.40031 | -0.40794 | -0.42205 | -0.45249 | -0.51408 | -0.57165 | -0.62 | -0.60697 | -0.61904 | -0.5732 | -0.53141 | -0.51887 | -0.50134 | -0.4967 | -0.50289 | -0.51929 | -0.59676 | -0.61609 | -0.56359 | -0.46411
DSO | 2 | 8 | 7 | 2020 | Summer | Q, [%] | Expected | - | 0.0004621 | 0.00041516 | 0.00039952 | 0.0004035 | 0.00040031 | 0.00040794 | 0.00042205 | 0.0004525 | 0.00051409 | 0.00057165 | 0.00062001 | 0.00060698 | 0.00061905 | 0.0005732 | 0.00053141 | 0.00051887 | 0.00050135 | 0.00049671 | 0.0005029 | 0.0005193 | 0.00059677 | 0.0006161 | 0.0005636 | 0.00046411
DSO | 2 | 7 | 8 | 2020 | Summer | S, [MVA] | Expected | - | 0.90319 | 0.8115 | 0.77493 | 0.78414 | 0.77728 | 0.7948 | 0.8483 | 0.91071 | 0.78483 | 0.61599 | 0.94642 | 1.2602 | 1.1662 | 1.2637 | 0.80878 | 0.5669 | 0.57164 | 0.94038 | 0.98132 | 1.0143 | 1.1606 | 1.1943 | 1.1013 | 0.91027
DSO | 2 | 7 | 8 | 2020 | Summer | S, [%] | Expected | - | 0.09032% | 0.08115% | 0.07749% | 0.07842% | 0.07773% | 0.07948% | 0.08483% | 0.09107% | 0.07848% | 0.0616% | 0.09464% | 0.126% | 0.1166% | 0.1264% | 0.08088% | 0.05669% | 0.05716% | 0.09404% | 0.09813% | 0.1014% | 0.1161% | 0.1194% | 0.1101% | 0.09103%
DSO | 2 | 8 | 7 | 2020 | Summer | S, [MVA] | Expected | - | 0.89882 | 0.80809 | 0.77185 | 0.78097 | 0.77417 | 0.79155 | 0.84446 | 0.90608 | 0.78136 | 0.61579 | 0.94785 | 1.2645 | 1.1695 | 1.2682 | 0.80988 | 0.56685 | 0.57024 | 0.93532 | 0.97582 | 1.0086 | 1.153 | 1.1863 | 1.0945 | 0.90573
DSO | 2 | 8 | 7 | 2020 | Summer | S, [%] | Expected | - | 0.08988% | 0.08081% | 0.07719% | 0.0781% | 0.07742% | 0.07916% | 0.08445% | 0.09061% | 0.07814% | 0.06158% | 0.09479% | 0.1265% | 0.117% | 0.1268% | 0.08099% | 0.05669% | 0.05702% | 0.09353% | 0.09758% | 0.1009% | 0.1153% | 0.1186% | 0.1095% | 0.09057%
DSO | 2 | 2 | 9 | 2020 | Summer | P, [MW] | Expected | - | 0.046238 | -0.00091663 | -0.041223 | -0.037639 | -0.06617 | -0.046641 | -0.021439 | 0.0045433 | -0.21581 | -0.30251 | -0.26929 | -0.17687 | -0.21135 | -0.22102 | -0.20523 | -0.25751 | -0.35109 | -0.38338 | -0.41006 | -0.48983 | -0.3344 | -0.10078 | 0.06143 | 0.017362
DSO | 2 | 2 | 9 | 2020 | Summer | P, [%] | Expected | - | 0.004624% | 9.166e-05% | 0.004122% | 0.003764% | 0.006617% | 0.004664% | 0.002144% | 0.0004543% | 0.02158% | 0.03025% | 0.02693% | 0.01769% | 0.02114% | 0.0221% | 0.02052% | 0.02575% | 0.03511% | 0.03834% | 0.04101% | 0.04898% | 0.03344% | 0.01008% | 0.006143% | 0.001736%
DSO | 2 | 9 | 2 | 2020 | Summer | P, [MW] | Expected | - | -0.046122 | 0.0010191 | 0.041323 | 0.037741 | 0.066264 | 0.046732 | 0.021614 | -0.0044324 | 0.21597 | 0.30271 | 0.26948 | 0.17698 | 0.21148 | 0.22116 | 0.20541 | 0.25773 | 0.35142 | 0.38375 | 0.41048 | 0.49038 | 0.33471 | 0.10086 | -0.061352 | -0.017288
DSO | 2 | 9 | 2 | 2020 | Summer | P, [%] | Expected | - | 0.004612% | 0.0001019% | 0.004132% | 0.003774% | 0.006626% | 0.004673% | 0.002161% | 0.0004432% | 0.0216% | 0.03027% | 0.02695% | 0.0177% | 0.02115% | 0.02212% | 0.02054% | 0.02577% | 0.03514% | 0.03838% | 0.04105% | 0.04904% | 0.03347% | 0.01009% | 0.006135% | 0.001729%
DSO | 2 | 2 | 9 | 2020 | Summer | Q, [MVAr] | Expected | - | -0.24926 | -0.23946 | -0.23205 | -0.23442 | -0.21902 | -0.22065 | -0.31018 | -0.24506 | -0.19874 | -0.11857 | -0.15148 | -0.15378 | -0.15374 | -0.14293 | -0.23235 | -0.21891 | -0.22367 | -0.22517 | -0.22837 | -0.25329 | -0.23228 | -0.18296 | -0.19757 | -0.19948
DSO | 2 | 2 | 9 | 2020 | Summer | Q, [%] | Expected | - | 0.02493% | 0.02395% | 0.02321% | 0.02344% | 0.0219% | 0.02206% | 0.03102% | 0.02451% | 0.01987% | 0.01186% | 0.01515% | 0.01538% | 0.01537% | 0.01429% | 0.02324% | 0.02189% | 0.02237% | 0.02252% | 0.02284% | 0.02533% | 0.02323% | 0.0183% | 0.01976% | 0.01995%
DSO | 2 | 9 | 2 | 2020 | Summer | Q, [MVAr] | Expected | - | 0.24901 | 0.23919 | 0.23177 | 0.23414 | 0.21874 | 0.22035 | 0.31 | 0.24481 | 0.19856 | 0.11844 | 0.15135 | 0.15355 | 0.15355 | 0.14273 | 0.2322 | 0.21881 | 0.2237 | 0.22526 | 0.22851 | 0.2536 | 0.23227 | 0.18265 | 0.19727 | 0.19918
DSO | 2 | 9 | 2 | 2020 | Summer | Q, [%] | Expected | - | 0.00024901 | 0.00023919 | 0.00023178 | 0.00023414 | 0.00021874 | 0.00022036 | 0.00031 | 0.00024481 | 0.00019856 | 0.00011844 | 0.00015135 | 0.00015355 | 0.00015355 | 0.00014273 | 0.00023221 | 0.00021881 | 0.00022371 | 0.00022526 | 0.00022851 | 0.0002536 | 0.00023227 | 0.00018265 | 0.00019727 | 0.00019918
DSO | 2 | 2 | 9 | 2020 | Summer | S, [MVA] | Expected | - | 0.25351 | 0.23947 | 0.23569 | 0.23742 | 0.2288 | 0.22552 | 0.31092 | 0.2451 | 0.29338 | 0.32492 | 0.30897 | 0.23437 | 0.26135 | 0.26321 | 0.31001 | 0.33798 | 0.41629 | 0.44461 | 0.46937 | 0.55144 | 0.40716 | 0.20888 | 0.2069 | 0.20024
DSO | 2 | 2 | 9 | 2020 | Summer | S, [%] | Expected | - | 0.02535% | 0.02395% | 0.02357% | 0.02374% | 0.02288% | 0.02255% | 0.03109% | 0.02451% | 0.02934% | 0.03249% | 0.0309% | 0.02344% | 0.02614% | 0.02632% | 0.031% | 0.0338% | 0.04163% | 0.04446% | 0.04694% | 0.05514% | 0.04072% | 0.02089% | 0.02069% | 0.02002%
DSO | 2 | 9 | 2 | 2020 | Summer | S, [MVA] | Expected | - | 0.25324 | 0.23919 | 0.23543 | 0.23716 | 0.22855 | 0.22526 | 0.31075 | 0.24485 | 0.29338 | 0.32506 | 0.30907 | 0.2343 | 0.26135 | 0.26321 | 0.31002 | 0.33809 | 0.41658 | 0.44497 | 0.46979 | 0.55207 | 0.4074 | 0.20865 | 0.20659 | 0.19993
DSO | 2 | 9 | 2 | 2020 | Summer | S, [%] | Expected | - | 0.02532% | 0.02392% | 0.02354% | 0.02372% | 0.02286% | 0.02253% | 0.03108% | 0.02448% | 0.02934% | 0.03251% | 0.03091% | 0.02343% | 0.02613% | 0.02632% | 0.031% | 0.03381% | 0.04166% | 0.0445% | 0.04698% | 0.05521% | 0.04074% | 0.02087% | 0.02066% | 0.01999%
DSO | 2 | 1 | 20 | 2020 | Summer | P, [MW] | Expected | - | 2.8568 | 2.8311 | 2.4217 | 2.5872 | 2.4734 | 2.5038 | 2.8133 | 3.2336 | 2.4879 | -0.88758 | -2.8429 | -3.9073 | -3.2435 | -3.8322 | -2.2388 | -0.79465 | 1.3462 | 3.364 | 3.4598 | 3.6327 | 3.8308 | 3.7369 | 3.4051 | 3.1452
DSO | 2 | 1 | 20 | 2020 | Summer | P, [%] | Expected | - | 0.2857% | 0.2831% | 0.2422% | 0.2587% | 0.2473% | 0.2504% | 0.2813% | 0.3234% | 0.2488% | 0.08876% | 0.2843% | 0.3907% | 0.3244% | 0.3832% | 0.2239% | 0.07947% | 0.1346% | 0.3364% | 0.346% | 0.3633% | 0.3831% | 0.3737% | 0.3405% | 0.3145%
DSO | 2 | 20 | 1 | 2020 | Summer | P, [MW] | Expected | - | -2.8317 | -2.8068 | -2.4038 | -2.5665 | -2.4547 | -2.4845 | -2.7888 | -3.2012 | -2.468 | 0.89064 | 2.8699 | 3.9596 | 3.2795 | 3.8821 | 2.2549 | 0.79675 | -1.3404 | -3.3282 | -3.422 | -3.5913 | -3.7845 | -3.6934 | -3.3694 | -3.1145
DSO | 2 | 20 | 1 | 2020 | Summer | P, [%] | Expected | - | 0.2832% | 0.2807% | 0.2404% | 0.2567% | 0.2455% | 0.2485% | 0.2789% | 0.3201% | 0.2468% | 0.08906% | 0.287% | 0.396% | 0.328% | 0.3882% | 0.2255% | 0.07968% | 0.134% | 0.3328% | 0.3422% | 0.3591% | 0.3784% | 0.3693% | 0.3369% | 0.3114%
DSO | 2 | 1 | 20 | 2020 | Summer | Q, [MVAr] | Expected | - | 0.15583 | -0.007612 | -0.038107 | 0.26218 | 0.059434 | -0.3272 | -0.26518 | 0.020189 | 0.20754 | 0.40984 | 0.36981 | 0.60513 | 0.55173 | 0.60174 | 0.1485 | 0.13976 | 0.05972 | 0.15452 | 0.21234 | 0.56681 | 0.71623 | 0.60289 | 0.29979 | 0.17244
DSO | 2 | 1 | 20 | 2020 | Summer | Q, [%] | Expected | - | 0.01558% | 0.0007612% | 0.003811% | 0.02622% | 0.005943% | 0.03272% | 0.02652% | 0.002019% | 0.02075% | 0.04098% | 0.03698% | 0.06051% | 0.05517% | 0.06017% | 0.01485% | 0.01398% | 0.005972% | 0.01545% | 0.02123% | 0.05668% | 0.07162% | 0.06029% | 0.02998% | 0.01724%
DSO | 2 | 20 | 1 | 2020 | Summer | Q, [MVAr] | Expected | - | -0.12407 | 0.038288 | 0.060492 | -0.23619 | -0.035941 | 0.35157 | 0.29612 | 0.021176 | -0.18246 | -0.40655 | -0.33548 | -0.53808 | -0.50573 | -0.53776 | -0.1283 | -0.13771 | -0.052969 | -0.1089 | -0.16404 | -0.51394 | -0.65694 | -0.54726 | -0.25435 | -0.13336
DSO | 2 | 20 | 1 | 2020 | Summer | Q, [%] | Expected | - | 0.00012407 | 3.8288e-05 | 6.0493e-05 | 0.00023619 | 3.5941e-05 | 0.00035158 | 0.00029612 | 2.1177e-05 | 0.00018246 | 0.00040656 | 0.00033549 | 0.00053809 | 0.00050574 | 0.00053776 | 0.0001283 | 0.00013771 | 5.297e-05 | 0.0001089 | 0.00016405 | 0.00051395 | 0.00065695 | 0.00054726 | 0.00025435 | 0.00013336
DSO | 2 | 1 | 20 | 2020 | Summer | S, [MVA] | Expected | - | 2.8611 | 2.8311 | 2.422 | 2.6004 | 2.4741 | 2.5251 | 2.8257 | 3.2337 | 2.4966 | 0.97763 | 2.8668 | 3.9539 | 3.2901 | 3.8792 | 2.2437 | 0.80685 | 1.3475 | 3.3675 | 3.4664 | 3.6766 | 3.8972 | 3.7852 | 3.4182 | 3.1499
DSO | 2 | 1 | 20 | 2020 | Summer | S, [%] | Expected | - | 0.2861% | 0.2831% | 0.2422% | 0.26% | 0.2474% | 0.2525% | 0.2826% | 0.3234% | 0.2497% | 0.09776% | 0.2867% | 0.3954% | 0.329% | 0.3879% | 0.2244% | 0.08069% | 0.1348% | 0.3368% | 0.3466% | 0.3677% | 0.3897% | 0.3785% | 0.3418% | 0.315%
DSO | 2 | 20 | 1 | 2020 | Summer | S, [MVA] | Expected | - | 2.8345 | 2.8071 | 2.4046 | 2.5774 | 2.455 | 2.5092 | 2.8045 | 3.2012 | 2.4748 | 0.97904 | 2.8895 | 3.996 | 3.3183 | 3.9192 | 2.2585 | 0.80856 | 1.3415 | 3.33 | 3.426 | 3.6279 | 3.8411 | 3.7337 | 3.379 | 3.1173
DSO | 2 | 20 | 1 | 2020 | Summer | S, [%] | Expected | - | 0.2834% | 0.2807% | 0.2405% | 0.2577% | 0.2455% | 0.2509% | 0.2805% | 0.3201% | 0.2475% | 0.0979% | 0.2889% | 0.3996% | 0.3318% | 0.3919% | 0.2259% | 0.08086% | 0.1342% | 0.333% | 0.3426% | 0.3628% | 0.3841% | 0.3734% | 0.3379% | 0.3117%
DSO | 2 | 20 | 21 | 2020 | Summer | P, [MW] | Expected | - | 2.089 | 2.1387 | 1.7605 | 1.917 | 1.8104 | 1.828 | 2.1141 | 2.4769 | 1.6335 | -1.789 | -3.8606 | -4.9867 | -4.3189 | -4.8147 | -3.1033 | -1.6151 | 0.52707 | 2.5304 | 2.6143 | 2.7579 | 2.8263 | 2.7036 | 2.4649 | 2.3686
DSO | 2 | 20 | 21 | 2020 | Summer | P, [%] | Expected | - | 0.2089% | 0.2139% | 0.1761% | 0.1917% | 0.181% | 0.1828% | 0.2114% | 0.2477% | 0.1634% | 0.1789% | 0.3861% | 0.4987% | 0.4319% | 0.4815% | 0.3103% | 0.1615% | 0.05271% | 0.253% | 0.2614% | 0.2758% | 0.2826% | 0.2704% | 0.2465% | 0.2369%
DSO | 2 | 21 | 20 | 2020 | Summer | P, [MW] | Expected | - | -2.0777 | -2.1275 | -1.7529 | -1.9071 | -1.8021 | -1.8201 | -2.1032 | -2.4615 | -1.626 | 1.7978 | 3.8985 | 5.0506 | 4.3671 | 4.8739 | 3.1274 | 1.6224 | -0.52579 | -2.5139 | -2.5965 | -2.7371 | -2.8042 | -2.6842 | -2.4494 | -2.3544
DSO | 2 | 21 | 20 | 2020 | Summer | P, [%] | Expected | - | 0.2078% | 0.2128% | 0.1753% | 0.1907% | 0.1802% | 0.182% | 0.2103% | 0.2462% | 0.1626% | 0.1798% | 0.3898% | 0.5051% | 0.4367% | 0.4874% | 0.3127% | 0.1622% | 0.05258% | 0.2514% | 0.2597% | 0.2737% | 0.2804% | 0.2684% | 0.2449% | 0.2354%
DSO | 2 | 20 | 21 | 2020 | Summer | Q, [MVAr] | Expected | - | 0.62209 | 0.44008 | 0.40306 | 0.70447 | 0.47341 | 0.089135 | 0.32388 | 0.46844 | 0.57959 | 0.64343 | 0.63818 | 0.84518 | 0.81283 | 0.82322 | 0.59271 | 0.57532 | 0.50038 | 0.55941 | 0.62107 | 1.0211 | 1.1215 | 0.91256 | 0.64888 | 0.53172
DSO | 2 | 20 | 21 | 2020 | Summer | Q, [%] | Expected | - | 0.06221% | 0.04401% | 0.04031% | 0.07045% | 0.04734% | 0.008914% | 0.03239% | 0.04684% | 0.05796% | 0.06434% | 0.06382% | 0.08452% | 0.08128% | 0.08232% | 0.05927% | 0.05753% | 0.05004% | 0.05594% | 0.06211% | 0.1021% | 0.1121% | 0.09126% | 0.06489% | 0.05317%
DSO | 2 | 21 | 20 | 2020 | Summer | Q, [MVAr] | Expected | - | -0.60795 | -0.42611 | -0.39364 | -0.6922 | -0.4632 | -0.079477 | -0.31035 | -0.44904 | -0.57044 | -0.63253 | -0.58969 | -0.76286 | -0.75086 | -0.74707 | -0.56204 | -0.5665 | -0.49922 | -0.5385 | -0.59856 | -0.99478 | -1.0933 | -0.88796 | -0.62936 | -0.51382
DSO | 2 | 21 | 20 | 2020 | Summer | Q, [%] | Expected | - | 0.00060796 | 0.00042612 | 0.00039364 | 0.0006922 | 0.00046321 | 7.9478e-05 | 0.00031035 | 0.00044904 | 0.00057045 | 0.00063254 | 0.0005897 | 0.00076287 | 0.00075086 | 0.00074707 | 0.00056204 | 0.0005665 | 0.00049923 | 0.0005385 | 0.00059857 | 0.00099479 | 0.0010933 | 0.00088797 | 0.00062936 | 0.00051383
DSO | 2 | 20 | 21 | 2020 | Summer | S, [MVA] | Expected | - | 2.1797 | 2.1835 | 1.8061 | 2.0423 | 1.8712 | 1.8302 | 2.1387 | 2.5208 | 1.7333 | 1.9012 | 3.913 | 5.0578 | 4.3947 | 4.8846 | 3.1594 | 1.7145 | 0.72676 | 2.5915 | 2.6871 | 2.9408 | 3.0407 | 2.8535 | 2.5489 | 2.4276
DSO | 2 | 20 | 21 | 2020 | Summer | S, [%] | Expected | - | 0.218% | 0.2184% | 0.1806% | 0.2042% | 0.1871% | 0.183% | 0.2139% | 0.2521% | 0.1733% | 0.1901% | 0.3913% | 0.5058% | 0.4395% | 0.4885% | 0.3159% | 0.1715% | 0.07268% | 0.2592% | 0.2687% | 0.2941% | 0.3041% | 0.2854% | 0.2549% | 0.2428%
DSO | 2 | 21 | 20 | 2020 | Summer | S, [MVA] | Expected | - | 2.1648 | 2.1698 | 1.7965 | 2.0288 | 1.8606 | 1.8219 | 2.126 | 2.5021 | 1.7232 | 1.9058 | 3.9428 | 5.1079 | 4.4312 | 4.9308 | 3.1775 | 1.7184 | 0.72504 | 2.5709 | 2.6646 | 2.9123 | 3.0097 | 2.8273 | 2.529 | 2.4098
DSO | 2 | 21 | 20 | 2020 | Summer | S, [%] | Expected | - | 0.2165% | 0.217% | 0.1797% | 0.2029% | 0.1861% | 0.1822% | 0.2126% | 0.2502% | 0.1723% | 0.1906% | 0.3943% | 0.5108% | 0.4431% | 0.4931% | 0.3178% | 0.1718% | 0.0725% | 0.2571% | 0.2665% | 0.2912% | 0.301% | 0.2827% | 0.2529% | 0.241%
DSO | 2 | 21 | 22 | 2020 | Summer | P, [MW] | Expected | - | 0.11404 | 0.10199 | 0.095359 | 0.095227 | 0.097297 | 0.099351 | 0.12104 | 0.15051 | -0.1266 | -0.93468 | -1.4383 | -1.7632 | -1.6149 | -1.7223 | -1.2154 | -0.8524 | -0.38719 | 0.1278 | 0.158 | 0.1573 | 0.15601 | 0.15689 | 0.14786 | 0.12677
DSO | 2 | 21 | 22 | 2020 | Summer | P, [%] | Expected | - | 0.0114% | 0.0102% | 0.009536% | 0.009523% | 0.00973% | 0.009935% | 0.0121% | 0.01505% | 0.01266% | 0.09347% | 0.1438% | 0.1763% | 0.1615% | 0.1722% | 0.1215% | 0.08524% | 0.03872% | 0.01278% | 0.0158% | 0.01573% | 0.0156% | 0.01569% | 0.01479% | 0.01268%
DSO | 2 | 22 | 21 | 2020 | Summer | P, [MW] | Expected | - | -0.11396 | -0.10191 | -0.095293 | -0.095161 | -0.097229 | -0.099289 | -0.12095 | -0.15036 | 0.12673 | 0.93933 | 1.4492 | 1.7798 | 1.6288 | 1.7381 | 1.2231 | 0.85631 | 0.38803 | -0.12768 | -0.15783 | -0.15714 | -0.15585 | -0.15673 | -0.14772 | -0.12666
DSO | 2 | 22 | 21 | 2020 | Summer | P, [%] | Expected | - | 0.0114% | 0.01019% | 0.009529% | 0.009516% | 0.009723% | 0.009929% | 0.0121% | 0.01504% | 0.01267% | 0.09393% | 0.1449% | 0.178% | 0.1629% | 0.1738% | 0.1223% | 0.08563% | 0.0388% | 0.01277% | 0.01578% | 0.01571% | 0.01559% | 0.01567% | 0.01477% | 0.01267%
DSO | 2 | 21 | 22 | 2020 | Summer | Q, [MVAr] | Expected | - | 0.060442 | 0.060405 | 0.060397 | 0.060408 | 0.060407 | 0.048423 | 0.04643 | 0.07746 | 0.088551 | 0.10698 | 0.11728 | 0.13616 | 0.13211 | 0.13923 | 0.12349 | 0.1176 | 0.088376 | 0.077212 | 0.076473 | 0.073434 | 0.072651 | 0.073182 | 0.070352 | 0.069431
DSO | 2 | 21 | 22 | 2020 | Summer | Q, [%] | Expected | - | 0.006044% | 0.006041% | 0.00604% | 0.006041% | 0.006041% | 0.004842% | 0.004643% | 0.007746% | 0.008855% | 0.0107% | 0.01173% | 0.01362% | 0.01321% | 0.01392% | 0.01235% | 0.01176% | 0.008838% | 0.007721% | 0.007647% | 0.007343% | 0.007265% | 0.007318% | 0.007035% | 0.006943%
DSO | 2 | 22 | 21 | 2020 | Summer | Q, [MVAr] | Expected | - | -0.06145 | -0.06145 | -0.06145 | -0.06145 | -0.06145 | -0.049485 | -0.047445 | -0.078364 | -0.089463 | -0.10209 | -0.10422 | -0.11582 | -0.11516 | -0.12 | -0.11467 | -0.11365 | -0.088404 | -0.078137 | -0.077338 | -0.074333 | -0.073554 | -0.074093 | -0.071288 | -0.070393
DSO | 2 | 22 | 21 | 2020 | Summer | Q, [%] | Expected | - | 6.145e-05 | 6.145e-05 | 6.145e-05 | 6.145e-05 | 6.145e-05 | 4.9485e-05 | 4.7446e-05 | 7.8365e-05 | 8.9464e-05 | 0.00010209 | 0.00010422 | 0.00011582 | 0.00011516 | 0.00012 | 0.00011467 | 0.00011365 | 8.8404e-05 | 7.8138e-05 | 7.7339e-05 | 7.4334e-05 | 7.3554e-05 | 7.4093e-05 | 7.1289e-05 | 7.0394e-05
DSO | 2 | 21 | 22 | 2020 | Summer | S, [MVA] | Expected | - | 0.12907 | 0.11853 | 0.11288 | 0.11277 | 0.11452 | 0.11052 | 0.12964 | 0.16927 | 0.1545 | 0.94079 | 1.443 | 1.7685 | 1.6203 | 1.728 | 1.2216 | 0.86047 | 0.39715 | 0.14931 | 0.17553 | 0.1736 | 0.17209 | 0.17312 | 0.16374 | 0.14454
DSO | 2 | 21 | 22 | 2020 | Summer | S, [%] | Expected | - | 0.01291% | 0.01185% | 0.01129% | 0.01128% | 0.01145% | 0.01105% | 0.01296% | 0.01693% | 0.01545% | 0.09408% | 0.1443% | 0.1768% | 0.162% | 0.1728% | 0.1222% | 0.08605% | 0.03972% | 0.01493% | 0.01755% | 0.01736% | 0.01721% | 0.01731% | 0.01637% | 0.01445%
DSO | 2 | 22 | 21 | 2020 | Summer | S, [MVA] | Expected | - | 0.12947 | 0.11901 | 0.11339 | 0.11328 | 0.11502 | 0.11094 | 0.12993 | 0.16955 | 0.15513 | 0.94486 | 1.453 | 1.7836 | 1.6329 | 1.7422 | 1.2284 | 0.86382 | 0.39797 | 0.14969 | 0.17576 | 0.17383 | 0.17234 | 0.17336 | 0.16402 | 0.14491
DSO | 2 | 22 | 21 | 2020 | Summer | S, [%] | Expected | - | 0.01295% | 0.0119% | 0.01134% | 0.01133% | 0.0115% | 0.01109% | 0.01299% | 0.01696% | 0.01551% | 0.09449% | 0.1453% | 0.1784% | 0.1633% | 0.1742% | 0.1228% | 0.08638% | 0.0398% | 0.01497% | 0.01758% | 0.01738% | 0.01723% | 0.01734% | 0.0164% | 0.01449%
DSO | 2 | 21 | 23 | 2020 | Summer | P, [MW] | Expected | - | 1.771 | 1.8563 | 1.4963 | 1.663 | 1.5549 | 1.5677 | 1.7945 | 2.0775 | 1.4848 | -1.1335 | -2.7339 | -3.5883 | -3.0551 | -3.4532 | -2.1916 | -1.0348 | 0.6457 | 2.119 | 2.1642 | 2.2928 | 2.3536 | 2.2285 | 2.0284 | 1.9935
DSO | 2 | 21 | 23 | 2020 | Summer | P, [%] | Expected | - | 0.1771% | 0.1856% | 0.1496% | 0.1663% | 0.1555% | 0.1568% | 0.1795% | 0.2078% | 0.1485% | 0.1134% | 0.2734% | 0.3588% | 0.3055% | 0.3453% | 0.2192% | 0.1035% | 0.06457% | 0.2119% | 0.2164% | 0.2293% | 0.2354% | 0.2229% | 0.2028% | 0.1993%
DSO | 2 | 23 | 21 | 2020 | Summer | P, [MW] | Expected | - | -1.7566 | -1.8413 | -1.4865 | -1.6499 | -1.5442 | -1.5573 | -1.7805 | -2.0583 | -1.4744 | 1.1396 | 2.7669 | 3.6457 | 3.097 | 3.5061 | 2.2125 | 1.0399 | -0.64357 | -2.0984 | -2.1425 | -2.2672 | -2.326 | -2.2051 | -2.0098 | -1.9756
DSO | 2 | 23 | 21 | 2020 | Summer | P, [%] | Expected | - | 0.1757% | 0.1841% | 0.1487% | 0.165% | 0.1544% | 0.1557% | 0.1781% | 0.2058% | 0.1474% | 0.114% | 0.2767% | 0.3646% | 0.3097% | 0.3506% | 0.2213% | 0.104% | 0.06436% | 0.2098% | 0.2143% | 0.2267% | 0.2326% | 0.2205% | 0.201% | 0.1976%
DSO | 2 | 21 | 23 | 2020 | Summer | Q, [MVAr] | Expected | - | 0.42089 | 0.25782 | 0.22614 | 0.53472 | 0.29321 | -0.06887 | 0.15673 | 0.22399 | 0.30826 | 0.3463 | 0.28599 | 0.43787 | 0.43081 | 0.41784 | 0.26567 | 0.28768 | 0.25841 | 0.30736 | 0.36689 | 0.76755 | 0.86608 | 0.64781 | 0.41252 | 0.30401
DSO | 2 | 21 | 23 | 2020 | Summer | Q, [%] | Expected | - | 0.04209% | 0.02578% | 0.02261% | 0.05347% | 0.02932% | 0.006887% | 0.01567% | 0.0224% | 0.03083% | 0.03463% | 0.0286% | 0.04379% | 0.04308% | 0.04178% | 0.02657% | 0.02877% | 0.02584% | 0.03074% | 0.03669% | 0.07676% | 0.08661% | 0.06478% | 0.04125% | 0.0304%
DSO | 2 | 23 | 21 | 2020 | Summer | Q, [MVAr] | Expected | - | -0.40322 | -0.23935 | -0.21442 | -0.51862 | -0.28021 | 0.081481 | -0.13956 | -0.19999 | -0.29574 | -0.33931 | -0.24421 | -0.3644 | -0.37741 | -0.35035 | -0.23961 | -0.28205 | -0.25657 | -0.28161 | -0.33977 | -0.73522 | -0.83123 | -0.61836 | -0.38935 | -0.28179
DSO | 2 | 23 | 21 | 2020 | Summer | Q, [%] | Expected | - | 0.00040323 | 0.00023935 | 0.00021442 | 0.00051863 | 0.00028022 | 8.1482e-05 | 0.00013956 | 0.00019999 | 0.00029575 | 0.00033931 | 0.00024421 | 0.00036441 | 0.00037741 | 0.00035035 | 0.00023962 | 0.00028206 | 0.00025657 | 0.00028161 | 0.00033978 | 0.00073523 | 0.00083124 | 0.00061837 | 0.00038936 | 0.00028179
DSO | 2 | 21 | 23 | 2020 | Summer | S, [MVA] | Expected | - | 1.8203 | 1.8741 | 1.5133 | 1.7469 | 1.5824 | 1.5692 | 1.8013 | 2.0896 | 1.5164 | 1.1852 | 2.7488 | 3.6149 | 3.0853 | 3.4784 | 2.2077 | 1.0741 | 0.69549 | 2.1411 | 2.195 | 2.4179 | 2.5079 | 2.3208 | 2.0699 | 2.0165
DSO | 2 | 21 | 23 | 2020 | Summer | S, [%] | Expected | - | 0.182% | 0.1874% | 0.1513% | 0.1747% | 0.1582% | 0.1569% | 0.1801% | 0.209% | 0.1516% | 0.1185% | 0.2749% | 0.3615% | 0.3085% | 0.3478% | 0.2208% | 0.1074% | 0.06955% | 0.2141% | 0.2195% | 0.2418% | 0.2508% | 0.2321% | 0.207% | 0.2017%
DSO | 2 | 23 | 21 | 2020 | Summer | S, [MVA] | Expected | - | 1.8023 | 1.8568 | 1.5019 | 1.7295 | 1.5694 | 1.5594 | 1.786 | 2.068 | 1.5038 | 1.189 | 2.7776 | 3.6639 | 3.12 | 3.5235 | 2.2254 | 1.0775 | 0.69283 | 2.1172 | 2.1693 | 2.3834 | 2.4701 | 2.2901 | 2.0471 | 1.9956
DSO | 2 | 23 | 21 | 2020 | Summer | S, [%] | Expected | - | 0.1802% | 0.1857% | 0.1502% | 0.173% | 0.1569% | 0.1559% | 0.1786% | 0.2068% | 0.1504% | 0.1189% | 0.2778% | 0.3664% | 0.312% | 0.3524% | 0.2225% | 0.1077% | 0.06928% | 0.2117% | 0.2169% | 0.2383% | 0.247% | 0.229% | 0.2047% | 0.1996%
DSO | 2 | 23 | 24 | 2020 | Summer | P, [MW] | Expected | - | 0.39982 | 0.39615 | 0.38262 | 0.37491 | 0.37277 | 0.3786 | 0.37545 | 0.45274 | 0.21032 | -0.67424 | -1.1872 | -1.5185 | -1.3492 | -1.4743 | -0.99645 | -0.60892 | -0.094564 | 0.41523 | 0.43054 | 0.42476 | 0.42394 | 0.42035 | 0.38935 | 0.37707
DSO | 2 | 23 | 24 | 2020 | Summer | P, [%] | Expected | - | 0.03998% | 0.03962% | 0.03826% | 0.03749% | 0.03728% | 0.03786% | 0.03755% | 0.04527% | 0.02103% | 0.06742% | 0.1187% | 0.1519% | 0.1349% | 0.1474% | 0.09965% | 0.06089% | 0.009457% | 0.04152% | 0.04305% | 0.04248% | 0.04239% | 0.04204% | 0.03894% | 0.03771%
DSO | 2 | 24 | 23 | 2020 | Summer | P, [MW] | Expected | - | -0.39908 | -0.39546 | -0.38203 | -0.37429 | -0.37216 | -0.37799 | -0.37479 | -0.45183 | -0.20992 | 0.67591 | 1.1918 | 1.526 | 1.3552 | 1.4813 | 0.99975 | 0.61036 | 0.094849 | -0.41445 | -0.42961 | -0.42385 | -0.42309 | -0.41948 | -0.3886 | -0.3764
DSO | 2 | 24 | 23 | 2020 | Summer | P, [%] | Expected | - | 0.03991% | 0.03955% | 0.0382% | 0.03743% | 0.03722% | 0.0378% | 0.03748% | 0.04518% | 0.02099% | 0.06759% | 0.1192% | 0.1526% | 0.1355% | 0.1481% | 0.09998% | 0.06104% | 0.009485% | 0.04145% | 0.04296% | 0.04239% | 0.04231% | 0.04195% | 0.03886% | 0.03764%
DSO | 2 | 23 | 24 | 2020 | Summer | Q, [MVAr] | Expected | - | 0.2615 | 0.24643 | 0.19959 | 0.22892 | 0.23298 | 0.22805 | 0.25573 | 0.27294 | 0.27698 | 0.26773 | 0.26854 | 0.29873 | 0.28898 | 0.29577 | 0.28501 | 0.28716 | 0.28067 | 0.24478 | 0.30439 | 0.31053 | 0.28024 | 0.29597 | 0.28327 | 0.25003
DSO | 2 | 23 | 24 | 2020 | Summer | Q, [%] | Expected | - | 0.02615% | 0.02464% | 0.01996% | 0.02289% | 0.0233% | 0.02281% | 0.02557% | 0.02729% | 0.0277% | 0.02677% | 0.02685% | 0.02987% | 0.0289% | 0.02958% | 0.0285% | 0.02872% | 0.02807% | 0.02448% | 0.03044% | 0.03105% | 0.02802% | 0.0296% | 0.02833% | 0.025%
DSO | 2 | 24 | 23 | 2020 | Summer | Q, [MVAr] | Expected | - | -0.26121 | -0.24621 | -0.1995 | -0.22878 | -0.23285 | -0.22794 | -0.25555 | -0.2724 | -0.2771 | -0.26626 | -0.26324 | -0.28972 | -0.2819 | -0.28737 | -0.28144 | -0.28597 | -0.28097 | -0.24442 | -0.30382 | -0.31 | -0.27978 | -0.29551 | -0.28295 | -0.24982
DSO | 2 | 24 | 23 | 2020 | Summer | Q, [%] | Expected | - | 0.00026122 | 0.00024622 | 0.0001995 | 0.00022878 | 0.00023286 | 0.00022794 | 0.00025555 | 0.00027241 | 0.0002771 | 0.00026626 | 0.00026324 | 0.00028973 | 0.0002819 | 0.00028737 | 0.00028144 | 0.00028597 | 0.00028097 | 0.00024442 | 0.00030382 | 0.00031 | 0.00027978 | 0.00029551 | 0.00028296 | 0.00024982
DSO | 2 | 23 | 24 | 2020 | Summer | S, [MVA] | Expected | - | 0.47774 | 0.46654 | 0.43155 | 0.43927 | 0.43959 | 0.44198 | 0.45427 | 0.52865 | 0.34779 | 0.72545 | 1.2172 | 1.5477 | 1.3798 | 1.5036 | 1.0364 | 0.67323 | 0.29617 | 0.48201 | 0.52727 | 0.52617 | 0.50819 | 0.51409 | 0.48149 | 0.45244
DSO | 2 | 23 | 24 | 2020 | Summer | S, [%] | Expected | - | 0.04777% | 0.04665% | 0.04316% | 0.04393% | 0.04396% | 0.0442% | 0.04543% | 0.05287% | 0.03478% | 0.07255% | 0.1217% | 0.1548% | 0.138% | 0.1504% | 0.1036% | 0.06732% | 0.02962% | 0.0482% | 0.05273% | 0.05262% | 0.05082% | 0.05141% | 0.04815% | 0.04524%
DSO | 2 | 24 | 23 | 2020 | Summer | S, [MVA] | Expected | - | 0.47697 | 0.46584 | 0.43098 | 0.43867 | 0.439 | 0.4414 | 0.45362 | 0.52759 | 0.34764 | 0.72646 | 1.2205 | 1.5533 | 1.3842 | 1.5089 | 1.0386 | 0.67403 | 0.29655 | 0.48115 | 0.52618 | 0.52512 | 0.50723 | 0.51312 | 0.4807 | 0.45176
DSO | 2 | 24 | 23 | 2020 | Summer | S, [%] | Expected | - | 0.0477% | 0.04658% | 0.0431% | 0.04387% | 0.0439% | 0.04414% | 0.04536% | 0.05276% | 0.03476% | 0.07265% | 0.1221% | 0.1553% | 0.1384% | 0.1509% | 0.1039% | 0.0674% | 0.02965% | 0.04812% | 0.05262% | 0.05251% | 0.05072% | 0.05131% | 0.04807% | 0.04518%
DSO | 2 | 23 | 25 | 2020 | Summer | P, [MW] | Expected | - | 0.82244 | 0.77512 | 0.74415 | 0.68934 | 0.66659 | 0.69755 | 0.76935 | 0.98901 | 0.53521 | -1.1907 | -2.2372 | -2.8395 | -2.5064 | -2.7708 | -1.9409 | -1.1875 | -0.090049 | 0.92757 | 1.0396 | 1.0965 | 1.1473 | 1.0684 | 0.92377 | 0.84111
DSO | 2 | 23 | 25 | 2020 | Summer | P, [%] | Expected | - | 16.45% | 15.5% | 14.88% | 13.79% | 13.33% | 13.95% | 15.39% | 19.78% | 10.7% | 23.81% | 44.74% | 56.79% | 50.13% | 55.42% | 38.82% | 23.75% | 1.801% | 18.55% | 20.79% | 21.93% | 22.95% | 21.37% | 18.48% | 16.82%
DSO | 2 | 25 | 23 | 2020 | Summer | P, [MW] | Expected | - | -0.81949 | -0.77193 | -0.74173 | -0.68737 | -0.66448 | -0.69409 | -0.76581 | -0.98396 | -0.53318 | 1.197 | 2.2579 | 2.8723 | 2.5322 | 2.802 | 1.9567 | 1.1942 | 0.091219 | -0.92302 | -1.0343 | -1.0914 | -1.1417 | -1.0636 | -0.91976 | -0.8373
DSO | 2 | 25 | 23 | 2020 | Summer | P, [%] | Expected | - | 16.39% | 15.44% | 14.83% | 13.75% | 13.29% | 13.88% | 15.32% | 19.68% | 10.66% | 23.94% | 45.16% | 57.45% | 50.64% | 56.04% | 39.13% | 23.88% | 1.824% | 18.46% | 20.69% | 21.83% | 22.83% | 21.27% | 18.4% | 16.75%
DSO | 2 | 23 | 25 | 2020 | Summer | Q, [MVAr] | Expected | - | -0.19427 | -0.42834 | -0.21007 | -0.077526 | -0.26873 | -0.61048 | -0.52023 | -0.47191 | -0.43614 | -0.3959 | -0.42583 | -0.3549 | -0.35222 | -0.37641 | -0.49507 | -0.49297 | -0.5241 | -0.44775 | -0.39338 | -0.053029 | 0.068231 | -0.1321 | -0.3358 | -0.44897
DSO | 2 | 23 | 25 | 2020 | Summer | Q, [%] | Expected | - | 3.885% | 8.567% | 4.201% | 1.551% | 5.375% | 12.21% | 10.4% | 9.438% | 8.723% | 7.918% | 8.517% | 7.098% | 7.044% | 7.528% | 9.901% | 9.859% | 10.48% | 8.955% | 7.868% | 1.061% | 1.365% | 2.642% | 6.716% | 8.979%
DSO | 2 | 25 | 23 | 2020 | Summer | Q, [MVAr] | Expected | - | 0.19701 | 0.43136 | 0.21214 | 0.079059 | 0.27042 | 0.61382 | 0.52367 | 0.47724 | 0.43779 | 0.40282 | 0.45044 | 0.39435 | 0.38311 | 0.41382 | 0.51358 | 0.50034 | 0.52464 | 0.45249 | 0.39906 | 0.058426 | -0.062215 | 0.13718 | 0.33985 | 0.45278
DSO | 2 | 25 | 23 | 2020 | Summer | Q, [%] | Expected | - | 0.039402 | 0.086271 | 0.042428 | 0.015812 | 0.054084 | 0.12276 | 0.10473 | 0.095449 | 0.087557 | 0.080564 | 0.090089 | 0.07887 | 0.076621 | 0.082764 | 0.10272 | 0.10007 | 0.10493 | 0.090499 | 0.079811 | 0.011685 | 0.012443 | 0.027436 | 0.067969 | 0.090557
DSO | 2 | 23 | 25 | 2020 | Summer | S, [MVA] | Expected | - | 0.84507 | 0.8856 | 0.77323 | 0.69369 | 0.71872 | 0.92696 | 0.92873 | 1.0958 | 0.69042 | 1.2548 | 2.2773 | 2.8616 | 2.531 | 2.7963 | 2.003 | 1.2858 | 0.53178 | 1.03 | 1.1115 | 1.0977 | 1.1493 | 1.0766 | 0.98291 | 0.95344
DSO | 2 | 23 | 25 | 2020 | Summer | S, [%] | Expected | - | 16.9% | 17.71% | 15.46% | 13.87% | 14.37% | 18.54% | 18.57% | 21.92% | 13.81% | 25.1% | 45.55% | 57.23% | 50.62% | 55.93% | 40.06% | 25.72% | 10.64% | 20.6% | 22.23% | 21.95% | 22.99% | 21.53% | 19.66% | 19.07%
DSO | 2 | 25 | 23 | 2020 | Summer | S, [MVA] | Expected | - | 0.84284 | 0.88428 | 0.77147 | 0.6919 | 0.7174 | 0.92657 | 0.92774 | 1.0936 | 0.68988 | 1.263 | 2.3024 | 2.8992 | 2.561 | 2.8324 | 2.023 | 1.2948 | 0.53251 | 1.028 | 1.1086 | 1.0929 | 1.1434 | 1.0724 | 0.98054 | 0.95188
DSO | 2 | 25 | 23 | 2020 | Summer | S, [%] | Expected | - | 16.86% | 17.69% | 15.43% | 13.84% | 14.35% | 18.53% | 18.55% | 21.87% | 13.8% | 25.26% | 46.05% | 57.98% | 51.22% | 56.65% | 40.46% | 25.9% | 10.65% | 20.56% | 22.17% | 21.86% | 22.87% | 21.45% | 19.61% | 19.04%
DSO | 2 | 25 | 26 | 2020 | Summer | P, [MW] | Expected | - | 0.11413 | 0.10724 | 0.09791 | 0.10272 | 0.10078 | 0.10297 | 0.14724 | 0.18607 | -0.4017 | -2.122 | -3.187 | -3.8894 | -3.5726 | -3.8186 | -2.7531 | -1.9836 | -0.98604 | 0.083402 | 0.15582 | 0.16967 | 0.17745 | 0.16585 | 0.146 | 0.12166
DSO | 2 | 25 | 26 | 2020 | Summer | P, [%] | Expected | - | 0.01141% | 0.01072% | 0.009791% | 0.01027% | 0.01008% | 0.0103% | 0.01472% | 0.01861% | 0.04017% | 0.2122% | 0.3187% | 0.3889% | 0.3573% | 0.3819% | 0.2753% | 0.1984% | 0.0986% | 0.00834% | 0.01558% | 0.01697% | 0.01775% | 0.01659% | 0.0146% | 0.01217%
DSO | 2 | 26 | 25 | 2020 | Summer | P, [MW] | Expected | - | -0.11412 | -0.10722 | -0.097881 | -0.10271 | -0.10077 | -0.10296 | -0.14721 | -0.18602 | 0.40192 | 2.1274 | 3.1988 | 3.9069 | 3.5874 | 3.8353 | 2.7617 | 1.9882 | 0.98722 | -0.083392 | -0.15579 | -0.16963 | -0.17741 | -0.16582 | -0.14597 | -0.12164
DSO | 2 | 26 | 25 | 2020 | Summer | P, [%] | Expected | - | 0.01141% | 0.01072% | 0.009788% | 0.01027% | 0.01008% | 0.0103% | 0.01472% | 0.0186% | 0.04019% | 0.2127% | 0.3199% | 0.3907% | 0.3587% | 0.3835% | 0.2762% | 0.1988% | 0.09872% | 0.008339% | 0.01558% | 0.01696% | 0.01774% | 0.01658% | 0.0146% | 0.01216%
DSO | 2 | 25 | 26 | 2020 | Summer | Q, [MVAr] | Expected | - | -0.020451 | -0.017162 | -0.12104 | -0.0036249 | -0.0027278 | 0.0061849 | -0.037303 | -0.077005 | -0.08317 | -0.048204 | -0.04272 | -0.039655 | -0.028411 | -0.031742 | -0.090808 | -0.026951 | -0.033613 | -0.037268 | -0.030188 | -0.013752 | -0.021331 | -0.012327 | 0.0080316 | 0.0329
DSO | 2 | 25 | 26 | 2020 | Summer | Q, [%] | Expected | - | 0.002045% | 0.001716% | 0.0121% | 0.0003625% | 0.0002728% | 0.0006185% | 0.00373% | 0.007701% | 0.008317% | 0.00482% | 0.004272% | 0.003965% | 0.002841% | 0.003174% | 0.009081% | 0.002695% | 0.003361% | 0.003727% | 0.003019% | 0.001375% | 0.002133% | 0.001233% | 0.0008032% | 0.00329%
DSO | 2 | 26 | 25 | 2020 | Summer | Q, [MVAr] | Expected | - | 0.019413 | 0.0161 | 0.12 | 0.0025763 | 0.0016692 | -0.0072622 | 0.036265 | 0.076026 | 0.082404 | 0.053662 | 0.056092 | 0.060049 | 0.045626 | 0.051249 | 0.10035 | 0.031616 | 0.034006 | 0.03626 | 0.02921 | 0.012766 | 0.020353 | 0.011326 | -0.0090538 | -0.033922
DSO | 2 | 26 | 25 | 2020 | Summer | Q, [%] | Expected | - | 1.9413e-05 | 1.61e-05 | 0.00012 | 2.5764e-06 | 1.6692e-06 | 7.2623e-06 | 3.6266e-05 | 7.6026e-05 | 8.2405e-05 | 5.3663e-05 | 5.6093e-05 | 6.0049e-05 | 4.5626e-05 | 5.1249e-05 | 0.00010035 | 3.1617e-05 | 3.4006e-05 | 3.626e-05 | 2.921e-05 | 1.2766e-05 | 2.0353e-05 | 1.1326e-05 | 9.0539e-06 | 3.3922e-05
DSO | 2 | 25 | 26 | 2020 | Summer | S, [MVA] | Expected | - | 0.11595 | 0.1086 | 0.15569 | 0.10279 | 0.10082 | 0.10316 | 0.15189 | 0.20137 | 0.41022 | 2.1226 | 3.1873 | 3.8896 | 3.5727 | 3.8187 | 2.7546 | 1.9837 | 0.98661 | 0.09135 | 0.15872 | 0.17022 | 0.17873 | 0.16631 | 0.14622 | 0.12603
DSO | 2 | 25 | 26 | 2020 | Summer | S, [%] | Expected | - | 0.0116% | 0.01086% | 0.01557% | 0.01028% | 0.01008% | 0.01032% | 0.01519% | 0.02014% | 0.04102% | 0.2123% | 0.3187% | 0.389% | 0.3573% | 0.3819% | 0.2755% | 0.1984% | 0.09866% | 0.009135% | 0.01587% | 0.01702% | 0.01787% | 0.01663% | 0.01462% | 0.0126%
DSO | 2 | 26 | 25 | 2020 | Summer | S, [MVA] | Expected | - | 0.11576 | 0.10842 | 0.15486 | 0.10274 | 0.10078 | 0.10322 | 0.15161 | 0.20095 | 0.41028 | 2.128 | 3.1993 | 3.9073 | 3.5877 | 3.8357 | 2.7636 | 1.9885 | 0.98781 | 0.090934 | 0.1585 | 0.17011 | 0.17858 | 0.16621 | 0.14625 | 0.12628
DSO | 2 | 26 | 25 | 2020 | Summer | S, [%] | Expected | - | 0.01158% | 0.01084% | 0.01549% | 0.01027% | 0.01008% | 0.01032% | 0.01516% | 0.0201% | 0.04103% | 0.2128% | 0.3199% | 0.3907% | 0.3588% | 0.3836% | 0.2764% | 0.1989% | 0.09878% | 0.009093% | 0.01585% | 0.01701% | 0.01786% | 0.01662% | 0.01463% | 0.01263%
DSO | 2 | 50 | 1 | 2020 | Summer | P, [MW] | Expected | - | 7.7544 | 7.2874 | 6.6015 | 6.7559 | 6.6932 | 6.817 | 8.2715 | 9.6375 | 8.7243 | 3.5391 | -0.14558 | -1.4865 | -0.68569 | -1.6252 | 1.2706 | 3.3773 | 6.4831 | 9.4682 | 9.4431 | 9.7935 | 10.5062 | 10.5457 | 9.5713 | 8.3363
DSO | 2 | 50 | 1 | 2020 | Summer | P, [%] | Expected | - | 0.7754% | 0.7287% | 0.6602% | 0.6756% | 0.6693% | 0.6817% | 0.8272% | 0.9638% | 0.8724% | 0.3539% | 0.01456% | 0.1487% | 0.06857% | 0.1625% | 0.1271% | 0.3377% | 0.6483% | 0.9468% | 0.9443% | 0.9794% | 1.051% | 1.055% | 0.9571% | 0.8336%
DSO | 2 | 1 | 50 | 2020 | Summer | P, [MW] | Expected | - | -7.7082 | -7.2427 | -6.5577 | -6.7126 | -6.6491 | -6.7718 | -8.2227 | -9.5842 | -8.6736 | -3.4982 | 0.19105 | 1.5349 | 0.73167 | 1.6737 | -1.228 | -3.3353 | -6.4386 | -9.4157 | -9.3907 | -9.7427 | -10.4529 | -10.4914 | -9.5197 | -8.288
DSO | 2 | 1 | 50 | 2020 | Summer | P, [%] | Expected | - | 0.7708% | 0.7243% | 0.6558% | 0.6713% | 0.6649% | 0.6772% | 0.8223% | 0.9584% | 0.8674% | 0.3498% | 0.01911% | 0.1535% | 0.07317% | 0.1674% | 0.1228% | 0.3335% | 0.6439% | 0.9416% | 0.9391% | 0.9743% | 1.045% | 1.049% | 0.952% | 0.8288%
DSO | 2 | 50 | 1 | 2020 | Summer | Q, [MVAr] | Expected | - | 10.0059 | 10.2158 | 10.5088 | 10.2878 | 10.4584 | 10.6144 | 10.0652 | 9.4034 | 9.6364 | 11.2248 | 12.3412 | 12.5607 | 12.324 | 12.6151 | 11.9862 | 11.4109 | 10.4469 | 9.3155 | 9.3111 | 8.8568 | 8.4998 | 8.7112 | 9.3197 | 9.8051
DSO | 2 | 50 | 1 | 2020 | Summer | Q, [%] | Expected | - | 1.001% | 1.022% | 1.051% | 1.029% | 1.046% | 1.061% | 1.007% | 0.9403% | 0.9636% | 1.122% | 1.234% | 1.256% | 1.232% | 1.262% | 1.199% | 1.141% | 1.045% | 0.9316% | 0.9311% | 0.8857% | 0.85% | 0.8711% | 0.932% | 0.9805%
DSO | 2 | 1 | 50 | 2020 | Summer | Q, [MVAr] | Expected | - | -9.0073 | -9.2476 | -9.5606 | -9.3506 | -9.5052 | -9.6367 | -9.0085 | -8.2507 | -8.5395 | -10.3398 | -11.3569 | -11.5136 | -11.3287 | -11.5642 | -11.0652 | -10.5022 | -9.4834 | -8.1775 | -8.1784 | -7.7557 | -7.3446 | -7.5355 | -8.2024 | -8.7604
DSO | 2 | 1 | 50 | 2020 | Summer | Q, [%] | Expected | - | 0.0090074 | 0.0092477 | 0.0095607 | 0.0093507 | 0.0095053 | 0.0096368 | 0.0090086 | 0.0082508 | 0.0085395 | 0.01034 | 0.011357 | 0.011514 | 0.011329 | 0.011564 | 0.011065 | 0.010502 | 0.0094835 | 0.0081776 | 0.0081784 | 0.0077558 | 0.0073446 | 0.0075356 | 0.0082025 | 0.0087605
DSO | 2 | 50 | 1 | 2020 | Summer | S, [MVA] | Expected | - | 12.659 | 12.5486 | 12.4103 | 12.3077 | 12.4167 | 12.615 | 13.0279 | 13.465 | 12.9989 | 11.7695 | 12.342 | 12.6483 | 12.3431 | 12.7194 | 12.0533 | 11.9002 | 12.295 | 13.2825 | 13.2616 | 13.2044 | 13.514 | 13.6783 | 13.3591 | 12.8698
DSO | 2 | 50 | 1 | 2020 | Summer | S, [%] | Expected | - | 1.266% | 1.255% | 1.241% | 1.231% | 1.242% | 1.262% | 1.303% | 1.347% | 1.3% | 1.177% | 1.234% | 1.265% | 1.234% | 1.272% | 1.205% | 1.19% | 1.23% | 1.328% | 1.326% | 1.32% | 1.351% | 1.368% | 1.336% | 1.287%
DSO | 2 | 1 | 50 | 2020 | Summer | S, [MVA] | Expected | - | 11.8553 | 11.7462 | 11.5935 | 11.5105 | 11.6 | 11.7781 | 12.197 | 12.6464 | 12.1718 | 10.9156 | 11.3585 | 11.6154 | 11.3523 | 11.6846 | 11.1331 | 11.0191 | 11.4626 | 12.471 | 12.4528 | 12.4527 | 12.7752 | 12.9172 | 12.5659 | 12.0597
DSO | 2 | 1 | 50 | 2020 | Summer | S, [%] | Expected | - | 1.186% | 1.175% | 1.159% | 1.151% | 1.16% | 1.178% | 1.22% | 1.265% | 1.217% | 1.092% | 1.136% | 1.162% | 1.135% | 1.168% | 1.113% | 1.102% | 1.146% | 1.247% | 1.245% | 1.245% | 1.278% | 1.292% | 1.257% | 1.206%
DSO | 2 | 50 | 51 | 2020 | Summer | P, [MW] | Expected | - | -7.7396 | -7.2969 | -6.647 | -6.7896 | -6.7317 | -6.8537 | -8.2325 | -9.5651 | -8.6795 | -3.6757 | -0.20615 | 1.0986 | 0.34421 | 1.2237 | -1.5496 | -3.5423 | -6.5103 | -9.4053 | -9.3799 | -9.7433 | -10.4618 | -10.4939 | -9.5118 | -8.2992
DSO | 2 | 50 | 51 | 2020 | Summer | P, [%] | Expected | - | 0.774% | 0.7297% | 0.6647% | 0.679% | 0.6732% | 0.6854% | 0.8233% | 0.9565% | 0.868% | 0.3676% | 0.02062% | 0.1099% | 0.03442% | 0.1224% | 0.155% | 0.3542% | 0.651% | 0.9405% | 0.938% | 0.9743% | 1.046% | 1.049% | 0.9512% | 0.8299%
DSO | 2 | 51 | 50 | 2020 | Summer | P, [MW] | Expected | - | 7.7545 | 7.3126 | 6.6642 | 6.8059 | 6.7487 | 6.8718 | 8.2487 | 9.5784 | 8.692 | 3.6894 | 0.2238 | -1.0812 | -0.32762 | -1.206 | 1.5662 | 3.5577 | 6.5241 | 9.4179 | 9.3925 | 9.7543 | 10.4722 | 10.5048 | 9.5242 | 8.3132
DSO | 2 | 51 | 50 | 2020 | Summer | P, [%] | Expected | - | 0.7755% | 0.7313% | 0.6664% | 0.6806% | 0.6749% | 0.6872% | 0.8249% | 0.9579% | 0.8692% | 0.3689% | 0.02238% | 0.1081% | 0.03276% | 0.1206% | 0.1566% | 0.3558% | 0.6524% | 0.9418% | 0.9393% | 0.9754% | 1.047% | 1.05% | 0.9524% | 0.8313%
DSO | 2 | 50 | 51 | 2020 | Summer | Q, [MVAr] | Expected | - | -16.2174 | -17.0842 | -18.2768 | -17.5991 | -18.0689 | -18.7332 | -16.8357 | -13.8828 | -13.6129 | -16.6104 | -19.2057 | -18.922 | -18.517 | -19.1059 | -18.7465 | -17.6578 | -15.7515 | -13.2575 | -13.3396 | -11.8638 | -10.5613 | -11.1338 | -13.3662 | -15.1661
DSO | 2 | 50 | 51 | 2020 | Summer | Q, [%] | Expected | - | 1.622% | 1.708% | 1.828% | 1.76% | 1.807% | 1.873% | 1.684% | 1.388% | 1.361% | 1.661% | 1.921% | 1.892% | 1.852% | 1.911% | 1.875% | 1.766% | 1.575% | 1.326% | 1.334% | 1.186% | 1.056% | 1.113% | 1.337% | 1.517%
DSO | 2 | 51 | 50 | 2020 | Summer | Q, [MVAr] | Expected | - | 16.3199 | 17.1923 | 18.3955 | 17.7112 | 18.186 | 18.8577 | 16.9471 | 13.9749 | 13.6991 | 16.7046 | 19.3271 | 19.0418 | 18.6311 | 19.2272 | 18.8607 | 17.7638 | 15.8458 | 13.3443 | 13.4269 | 11.9396 | 10.6325 | 11.2087 | 13.4521 | 15.2621
DSO | 2 | 51 | 50 | 2020 | Summer | Q, [%] | Expected | - | 0.01632 | 0.017192 | 0.018396 | 0.017711 | 0.018186 | 0.018858 | 0.016947 | 0.013975 | 0.013699 | 0.016705 | 0.019327 | 0.019042 | 0.018631 | 0.019227 | 0.018861 | 0.017764 | 0.015846 | 0.013344 | 0.013427 | 0.01194 | 0.010633 | 0.011209 | 0.013452 | 0.015262
DSO | 2 | 50 | 51 | 2020 | Summer | S, [MVA] | Expected | - | 17.9696 | 18.5772 | 19.448 | 18.8634 | 19.2822 | 19.9476 | 18.7408 | 16.8589 | 16.1445 | 17.0122 | 19.2068 | 18.9538 | 18.5202 | 19.145 | 18.8104 | 18.0096 | 17.0439 | 16.2549 | 16.3073 | 15.3519 | 14.8657 | 15.2998 | 16.4052 | 17.2884
DSO | 2 | 50 | 51 | 2020 | Summer | S, [%] | Expected | - | 1.797% | 1.858% | 1.945% | 1.886% | 1.928% | 1.995% | 1.874% | 1.686% | 1.614% | 1.701% | 1.921% | 1.895% | 1.852% | 1.915% | 1.881% | 1.801% | 1.704% | 1.626% | 1.631% | 1.535% | 1.487% | 1.53% | 1.641% | 1.729%
DSO | 2 | 51 | 50 | 2020 | Summer | S, [MVA] | Expected | - | 18.0685 | 18.6828 | 19.5654 | 18.9739 | 19.3978 | 20.0708 | 18.848 | 16.9424 | 16.2239 | 17.1071 | 19.3284 | 19.0724 | 18.634 | 19.265 | 18.9256 | 18.1166 | 17.1363 | 16.3331 | 16.386 | 15.4175 | 14.9237 | 15.3618 | 16.4824 | 17.3793
DSO | 2 | 51 | 50 | 2020 | Summer | S, [%] | Expected | - | 1.807% | 1.868% | 1.957% | 1.897% | 1.94% | 2.007% | 1.885% | 1.694% | 1.622% | 1.711% | 1.933% | 1.907% | 1.863% | 1.927% | 1.893% | 1.812% | 1.714% | 1.633% | 1.639% | 1.542% | 1.492% | 1.536% | 1.648% | 1.738%